## Technologies
All Technolgies
H_RW | Household Rainwater Harvesting
H_GW | Household Greywater Recycling
C_GW | Community Greywater Recycling
C_SW | Community Stormwater Harvesting
C_VRF | Community VRF Water Recycling
H_PV | Household PV
C_PV | Community PV
C_WND | Community Wind
C_HB | Community Wind and Solar Hybrid
H_BAT | Household Battery
C_BAT | Community Battery
H_RWTANK | Household Rainwater Tank
C_RWTANK | Community Rainwater Tank
U_ELC1 | Electric Utility
U_ELC2
U_ELC3
U_ELC4
U_ELC5
U_H2O1 | Utility Water
U_H2O2
U_H2O3
U_H2O4
U_H2O5

## Costs
|  |  | i | 0.05 |  |  | years | 10
Capital Costs |  |  |  | Variable Costs |  |  |  | Fixed Costs |  |  |  | Energy Use
U_H2O1 | 0 | $/Gal |  | U_H2O1 | 0.00309 | $/Gal |  | U_H2O1 | 34 | $ | U_H2O1 | 0 | kwh/gal
H_RW | 0 | $/Gal |  | H_RW | 0 | $/Gal |  | H_RW | 207.2073 | $ | H_RW | 0.0018927 | kwh/gal
H_GW | 0 | $/Gal |  | H_GW | 0 | $/Gal |  | H_GW | 297.8605 | $ | H_GW | 0.0037854 | kwh/gal
C_GW | 0 | $/Gal |  | C_GW | 0 | $/Gal |  | C_GW | 9259.5771 | $ | C_GW | 0.005 | kwh/gal
C_SW | 0.038851 | $/Gal |  | C_SW | 0 | $/Gal |  | C_SW | 32622202.4338 | $ | C_SW | 0.005 | kwh/gal
H_PV | 93.5023 | $/kW |  | H_PV | 0 | $/kW |  | H_PV | 259.0091 | $ | H_PV | 0 | kwh/kwh
C_PV | 80.3424 | $/kW |  | C_PV | 0 | $/kW |  | C_PV | 1974.9448 | $ | C_PV | 0 | kwh/kwh
C_WND | 143.6037 | $/kW |  | C_WND | 0 | $/kW |  | C_WND | 9842.3477 | $ | C_WND | 0 | kwh/kwh
U_ELC1 | 0 | $/kW |  | U_ELC1 | 0.07651 | $/kWh |  | U_ELC1 | 5 | $ | U_ELC1 | 0 | kwh/kwh
H_BAT | 64.7523 | $/kwh |  | H_BAT | 0 | $/kwh |  | H_BAT | 10.3604 | $ | H_BAT | 0.01 | kwh/kwh
C_BAT | 64.7523 | $/kwh |  | C_BAT | 0 | $/kwh |  | C_BAT | 10.3604 | $ | C_BAT | 0.01 | kwh/kwh
H_RWTANK | 0.064752 | $/Gal |  | H_RWTANK | 0 | $/Gal |  | H_RWTANK | 0 | $ | H_RWTANK | 0.0018927 | kwh/gal
C_RWTANK | 0.064752 | $/Gal |  | C_RWTANK | 0 | $/Gal |  | C_RWTANK | 0 | $ | C_RWTANK | 0.005 | kwh/gal
U_ELC2 | 0 | $/kW |  | U_ELC2 | 0.10682 | $/kW |  | U_ELC2 | 7 | $ | U_ELC2 | 0 | kwh/kwh
U_ELC3 | 0 | $/kW |  | U_ELC3 | 0.12664 | $/kW |  | U_ELC3 | 9 | $ | U_ELC3 | 0 | kwh/kwh
U_ELC4 | 0 | $/kW |  | U_ELC4 | 0.14164 | $/kW |  | U_ELC4 | 11 | $ | U_ELC4 | 0 | kwh/kwh
U_ELC5 | 0 | $/kW |  | U_ELC5 | 0.15664 | $/kW |  | U_ELC5 | 15 | $ | U_ELC5 | 0 | kwh/kwh
U_H2O2 | 0 | $/Gal |  | U_H2O2 | 0.00501 | $/Gal |  | U_H2O2 | 108 | $ | U_H2O2 | 0 | kwh/gal
U_H2O3 | 0 | $/Gal |  | U_H2O3 | 0.00854 | $/Gal |  | U_H2O3 | 111 | $ | U_H2O3 | 0 | kwh/gal
U_H2O4 | 0 | $/Gal |  | U_H2O4 | 0.0129 | $/Gal |  | U_H2O4 | 246 | $ | U_H2O4 | 0 | kwh/gal
U_H2O5 | 0 | $/Gal |  | U_H2O5 | 0.01441 | $/Gal |  | U_H2O5 | 246 | $ | U_H2O5 | 0 | kwh/gal
C_HB | 0 |  |  | C_HB | 0 |  |  | C_HB | 647522.8748 |  | C_HB | 0 | kwh/gal
C_VRF | 0 |  |  | C_VRF | 0 |  |  | C_VRF | 900000 |  | C_VRF | 0.015 | kwh/gal

## Demand
| Fuel |  |  |  |  | SpecifiedMonthlyDemand
|  | 1 | 2 | 3 | 4 | 5 | 6 | 7 | 8 | 9 | 10 | 11 | 12 | Months
| GAL | 578017.8337 | 576566.599 | 571678.9889 | 536821.4919 | 567506.443 | 534191.3805 | 562168.8587 | 547453.3786 | 569165.8624 | 558844.9971 | 511421.1865 | 546454.9535
| kWh | 18351.328 | 15063.985 | 16839.1505 | 20531.956 | 26187.105 | 38603.897 | 46345.4175 | 39740.88 | 34977.658 | 26240.5505 | 17913.908 | 19480.669
Fuel | Timeslice | SpecifiedMonthlyDemand 5: SpecifiedDemandProfile
|  | 1 | 2 | 3 | 4 | 5 | 6 | 7 | 8 | 9 | 10 | 11 | 12 | Months
GAL | WDA1 | 0 | 0.00084416 | 0.0014721 | 0.0010487 | 0.0015418 | 0.001535 | 0 | 0.0014168 | 0.00090814 | 0.0010565 | 0.001741 | 0.0010269
GAL | WDA2 | 0.00084462 | 0.0065065 | 0.0013064 | 0.0005169 | 0.00088652 | 0.00066686 | 0 | 0.00068378 | 0.00030611 | 0.0012561 | 0.0016062 | 0.00058919
GAL | WDA3 | 0.00085114 | 0.00050528 | 0.00020966 | 0.0009506 | 0.00072685 | 0.000531 | 0.00085107 | 0.00086074 | 0.00086953 | 0.00057606 | 0.00061667 | 0.00028467
GAL | WDA4 | 0.0039558 | 0.00019293 | 0.0014321 | 0.00058692 | 0.000247 | 0.00022319 | 0.0010545 | 0.00052118 | 0.00087184 | 0.00050645 | 0.0011141 | 0.00052695
GAL | WDA5 | 0.00070526 | 0.00051588 | 0.00092994 | 0.00064766 | 0.00041267 | 0.00043872 | 0.00074487 | 0.00021182 | 0.00074061 | 0.00093003 | 0.00070805 | 0.00052396
GAL | WDA6 | 0.0007309 | 0.0010459 | 0.0010599 | 0.0037147 | 0.00080558 | 0.0010934 | 0.0002275 | 0.00078983 | 0.00075703 | 0.00090793 | 0.0013746 | 0.0012125
GAL | WDA7 | 0.0011699 | 0.0020827 | 0.0014064 | 0.0012603 | 0.00061259 | 0.00091353 | 0.001194 | 0.00065687 | 0.0012828 | 0.0013756 | 0.0023694 | 0.0012063
GAL | WDA8 | 0.022405 | 0.0021073 | 0.0022305 | 0.0021511 | 0.0014076 | 0.001261 | 0.0011371 | 0.0018287 | 0.00084466 | 0.0021824 | 0.0012726 | 0.0011511
GAL | WDA9 | 0.0015416 | 0.0045069 | 0.0020173 | 0.0020973 | 0.0010526 | 0.00091353 | 0.0011946 | 0.0013353 | 0.0026098 | 0.0039954 | 0.0011615 | 0.0013583
GAL | WDA10 | 0.0020221 | 0.0015083 | 0.0025347 | 0.0020324 | 0.00069642 | 0.0015141 | 0.0021093 | 0.0011981 | 0.0015958 | 0.0010122 | 0.0019313 | 0.0020084
GAL | WDA11 | 0.0013603 | 0.0015761 | 0.0016843 | 0.0009477 | 0.0022505 | 0.001733 | 0.00091983 | 0.00030009 | 0.0013611 | 0.00094409 | 0.0020229 | 0.0015763
GAL | WDA12 | 0.00092217 | 0.0011168 | 0.0021571 | 0.001791 | 0.0010201 | 0.0013018 | 0.0019997 | 0.00097098 | 0.0019666 | 0.00063551 | 0.0015715 | 0.001435
GAL | WDA13 | 0.00095962 | 0.0013665 | 0.0016291 | 0.0015522 | 0.0017448 | 0.0014155 | 0.0019476 | 0.00083029 | 0.0011446 | 0.0012854 | 0.0022492 | 0.00058751
GAL | WDA14 | 0.001627 | 0.0012375 | 0.00206 | 0.002139 | 0.001823 | 0.0016016 | 0.0012252 | 0.0021048 | 0.001343 | 0.00073302 | 0.0014132 | 0.0012074
GAL | WDA15 | 0.001399 | 0.0010452 | 0.0014151 | 0.0013813 | 0.001546 | 0.00032083 | 0.0007711 | 0.0012062 | 0.00091804 | 0.0011886 | 0.00076226 | 0.003206
GAL | WDA16 | 0.0018891 | 0.00096697 | 0.001275 | 0.00092011 | 0.0013675 | 0.00065048 | 0.0012038 | 0.0017925 | 0.00092741 | 0.0013882 | 0.0010125 | 0.0010203
GAL | WDA17 | 0.0014596 | 0.0034655 | 0.0013175 | 0.0014478 | 0.0027834 | 0.00095574 | 0.0013618 | 0.0015907 | 0.0014919 | 0.0009646 | 0.0017842 | 0.0017661
GAL | WDA18 | 0.0018803 | 0.0051118 | 0.0019474 | 0.0013505 | 0.0018576 | 0.0015249 | 0.0020036 | 0.0015862 | 0.001569 | 0.00047491 | 0.0014428 | 0.0011335
GAL | WDA19 | 0.0014457 | 0.0026046 | 0.0022547 | 0.0025823 | 0.001893 | 0.0013987 | 0.0015629 | 0.0023956 | 0.00090835 | 0.00098554 | 0.0020926 | 0.0011078
GAL | WDA20 | 0.00091011 | 0.0027184 | 0.00076902 | 0.00095881 | 0.0010679 | 0.0012007 | 0.0018373 | 0.0020519 | 0.0010937 | 0.0051538 | 0.00088554 | 0.0023953
GAL | WDA21 | 0.0013359 | 0.0097854 | 0.0026637 | 0.0015865 | 0.0010272 | 0.0014062 | 0.0010625 | 0.0017526 | 0.0015153 | 0.0020291 | 0.00093757 | 0.0023111
GAL | WDA22 | 0.0010502 | 0.0025025 | 0.0012286 | 0.0029507 | 0.0012324 | 0.0017853 | 0.0021116 | 0.0023081 | 0.0024501 | 0.0014226 | 0.0012055 | 0.001182
GAL | WDA23 | 0.0011191 | 0.00080979 | 0.0028193 | 0.0017806 | 0.0029117 | 0.0015703 | 0.0022875 | 0.0017014 | 0.0033505 | 0.0011199 | 0.0020937 | 0.0016215
GAL | WDA24 | 0.00096367 | 0.0013446 | 0.0018144 | 0.0017829 | 0.0025172 | 0.0017266 | 0.0011585 | 0.0025694 | 0.0037567 | 0.002529 | 0.0023325 | 0.0018964
GAL | WDA25 | 0.0015453 | 0.0022604 | 0.00087791 | 0.0079672 | 0.0015631 | 0.00084679 | 0.001638 | 0.00035239 | 0.002413 | 0.0023818 | 0.0017754 | 0.0013949
GAL | WDA26 | 0.0014933 | 0.00094135 | 0.00070939 | 0.00059503 | 0.0012355 | 0.00034564 | 0.00046382 | 0.00052826 | 0.00048509 | 0.00071759 | 0.0002757 | 0.0011001
GAL | WDA27 | 0.0024444 | 0.0012443 | 0.00073623 | 0.0025027 | 0.00089129 | 0.00052228 | 0.00046341 | 0.0009004 | 0.00039744 | 0.00077662 | 0.00055829 | 0.0006495
GAL | WDA28 | 0.0015516 | 0.00078454 | 0.00051294 | 0.0007959 | 0.00063771 | 0.00060847 | 0.00025606 | 0.00081446 | 0.00085428 | 0.00076737 | 0.00052841 | 0.00057503
GAL | WDA29 | 0.00063492 | 0.00060416 | 0.0008372 | 0.00069961 | 0.00054618 | 0.00067328 | 0.00072787 | 0.00045776 | 0.00082639 | 0.00056873 | 0.00084032 | 0.00057586
GAL | WDA30 | 0.0014586 | 0.00083834 | 0.00089546 | 0.0027932 | 0.00090353 | 0.0010056 | 0.00097831 | 0.001203 | 0.00056948 | 0.00023447 | 0.00015881 | 0.00049966
GAL | WDA31 | 0.00094966 | 0.0081738 | 0.0018032 | 0.0010341 | 0.001922 | 0.001273 | 0.00082354 | 0.0014959 | 0.0017695 | 0.0017494 | 0.0011332 | 0.0010806
GAL | WDA32 | 0.0023528 | 0.0008823 | 0.0014287 | 0.0018631 | 0.0017433 | 0.0011154 | 0.0023558 | 0.0015043 | 0.0011787 | 0.0013193 | 0.00080756 | 0.00067709
GAL | WDA33 | 0.0017527 | 0.00042261 | 0.0021765 | 0.0025786 | 0.0012857 | 0.001488 | 0.0012411 | 0.0011001 | 0.0010868 | 0.0014668 | 0.0019033 | 0.00045185
GAL | WDA34 | 0.00043389 | 0.0013183 | 0.0011595 | 0.0012947 | 0.0025153 | 0.0020684 | 0.00066993 | 0.0012637 | 0.0013541 | 0.0033493 | 0.001623 | 0.0016577
GAL | WDA35 | 0.0015053 | 0.0010753 | 0.00088116 | 0.00085205 | 0.00074087 | 0.0012966 | 0.00052886 | 0.0011311 | 0.0019738 | 0.0037843 | 0.0020156 | 0.0011796
GAL | WDA36 | 0.0011651 | 0.0014461 | 0.001531 | 0.0013171 | 0.0016966 | 0.0012519 | 0.0010403 | 0.0014467 | 0.00085946 | 0.002077 | 0.00089446 | 0.0014489
GAL | WDA37 | 0.0018046 | 0.0013554 | 0.0014506 | 0.001344 | 0.0013538 | 0.00080378 | 0.0013374 | 0.0013255 | 0.0012824 | 0.001426 | 0.001552 | 0.0013069
GAL | WDA38 | 0.0011691 | 0.001664 | 0.0011993 | 0.0015977 | 0.0013647 | 0.0012999 | 0.0013574 | 0.0012264 | 0.0014065 | 0.0023941 | 0.0015407 | 0.0013015
GAL | WDA39 | 0.0017308 | 0.0041981 | 0.0016293 | 0.0022873 | 0.0011972 | 0.001599 | 0.00071893 | 0.00086111 | 0.00082355 | 0.00089402 | 0.0015784 | 0.0011483
GAL | WDA40 | 0.0017327 | 0.0011563 | 0.0012498 | 0.0016497 | 0.00093085 | 0.0019348 | 0.001125 | 0.0011745 | 0.00093073 | 0.00083044 | 0.0015214 | 0.00096174
GAL | WDA41 | 0.00072226 | 0.0011772 | 0.0023319 | 0.0034365 | 0.0011023 | 0.0016986 | 0.00049621 | 0.00086572 | 0.0018126 | 0.0019616 | 0.0020102 | 0.00090959
GAL | WDA42 | 0.0022428 | 0.0019213 | 0.0019413 | 0.0024473 | 0.0011634 | 0.0021287 | 0.0009647 | 0.0014152 | 0.0033862 | 0.0011774 | 0.0016622 | 0.0015718
GAL | WDA43 | 0.0017361 | 0.0015182 | 0.0017885 | 0.0018129 | 0.0016788 | 0.0013192 | 0.0013042 | 0.002688 | 0.0015827 | 0.0017219 | 0.0013091 | 0.0018574
GAL | WDA44 | 0.0015689 | 0.0010673 | 0.0021516 | 0.001757 | 0.0019716 | 0.0020188 | 0.0010386 | 0.0010519 | 0.0010981 | 0.0013399 | 0.001084 | 0.001326
GAL | WDA45 | 0.001083 | 0.0021891 | 0.0009576 | 0.0013328 | 0.00055957 | 0.0010651 | 0.0011938 | 0.00064343 | 0.0012768 | 0.001539 | 0.0030746 | 0.00066948
GAL | WDA46 | 0.0018106 | 0.0018916 | 0.0017684 | 0.0016695 | 0.0018198 | 0.0015294 | 0.0021224 | 0.0026874 | 0.0019187 | 0.0028279 | 0.0070976 | 0.0017963
GAL | WDA47 | 0.0018884 | 0.0011205 | 0.00091068 | 0.0055677 | 0.0013615 | 0.0066578 | 0.0016978 | 0.0020854 | 0.0019559 | 0.0017968 | 0.0022215 | 0.0011778
GAL | WDA48 | 0.0018791 | 0.0036845 | 0.0026595 | 0.0015008 | 0.0016081 | 0.0016218 | 0.0012985 | 0.0020928 | 0.0015628 | 0.00208 | 0.00177 | 0.0018113
GAL | WDA49 | 0.0011159 | 0.0030027 | 0.00054812 | 0.0018181 | 0.0012489 | 0.0013942 | 0.0012563 | 0.0007755 | 0.0011586 | 0.0014306 | 0.0024157 | 0.001202
GAL | WDA50 | 0.0014066 | 0.0013614 | 0.00040444 | 0.0011947 | 0.00056957 | 0.00065714 | 0.00096942 | 0.00021554 | 0.00052307 | 0.00053978 | 0.0014891 | 0.001242
GAL | WDA51 | 0.00068265 | 0.00072434 | 0.00056564 | 0.0010049 | 0.00070832 | 0.0005401 | 0.00092159 | 0.00056212 | 0.00060764 | 0.00025109 | 0.001134 | 0.00024837
GAL | WDA52 | 0.0006704 | 0.00034136 | 0.00066899 | 0.0010522 | 0.00038174 | 0.0011874 | 0.0005506 | 0.0003635 | 0.00059526 | 0.00068615 | 0.00069169 | 0.00058131
GAL | WDA53 | 0.00083166 | 0.00040784 | 0.00062903 | 0.00061083 | 0.0011297 | 0.00061963 | 0.00038112 | 0.00087697 | 0.00079396 | 0.0008396 | 0.00053916 | 0.00038408
GAL | WDA54 | 0.00026412 | 0.0011267 | 0.0012601 | 0.0009571 | 0.00085003 | 0.00077946 | 0.00031083 | 0.0011499 | 0.00051518 | 0.0010843 | 0.0010933 | 0.00020917
GAL | WDA55 | 0.00062459 | 0.0017732 | 0.0011195 | 0.00076139 | 0.00061157 | 0.0014652 | 0.0012122 | 0.0018958 | 0.00080344 | 0.0016464 | 0.0015045 | 0.00070324
GAL | WDA56 | 0.0016772 | 0.0005299 | 0.0013817 | 0.0020315 | 0.001248 | 0.0011987 | 0.00055478 | 0.0010426 | 0.0013995 | 0.0024998 | 0.00039574 | 0.0021255
GAL | WDA57 | 0.0017599 | 0.0015878 | 0.00085693 | 0.0026837 | 0.0024232 | 0.00043924 | 0.0015467 | 0.001656 | 0.0021367 | 0.0013216 | 0.0016288 | 0.00026743
GAL | WDA58 | 0.0025103 | 0.0013888 | 0.0019572 | 0.00093573 | 0.0012476 | 0.0013004 | 0.0013258 | 0.0014943 | 0.0020469 | 0.0015534 | 0.0013395 | 0.00052286
GAL | WDA59 | 0.0016398 | 0.0013205 | 0.00099123 | 0.0015331 | 0.001603 | 0.00091046 | 0.001781 | 0.0020186 | 0.0010677 | 0.0015421 | 0.001828 | 0.0008504
GAL | WDA60 | 0.0009062 | 0.0022852 | 0.00095842 | 0.0018635 | 0.0012975 | 0.0013461 | 0.0020521 | 0.0013327 | 0.00077817 | 0.0014839 | 0.0018111 | 0.0015089
GAL | WDA61 | 0.00072689 | 0.0012929 | 0.0013703 | 0.0024052 | 0.0016191 | 0.0011796 | 0.0010882 | 0.00084404 | 0.0007487 | 0.00044343 | 0.0014062 | 0.00053427
GAL | WDA62 | 0.001335 | 0.00066289 | 0.0019172 | 0.0014936 | 0.0024194 | 0.0018888 | 0.0020426 | 0.00080962 | 0.0013541 | 0.0010692 | 0.00087802 | 0.0010034
GAL | WDA63 | 0.0012297 | 0.0010114 | 0.00089266 | 0.0016188 | 0.00099761 | 0.0012018 | 0.0012786 | 0.00030905 | 0.0013472 | 0.00080803 | 0.0019715 | 0.00070214
GAL | WDA64 | 0.00158 | 0.0014202 | 0.0020573 | 0.0015601 | 0.0010509 | 0.0018948 | 0.0017449 | 0.00056661 | 0.0015805 | 0.0013414 | 0.0013877 | 0.0013497
GAL | WDA65 | 0.0030532 | 0.0025652 | 0.0018619 | 0.0024716 | 0.0025752 | 0.0018836 | 0.0012578 | 0.00089196 | 0.00079693 | 0.0025393 | 0.0016346 | 0.0014467
GAL | WDA66 | 0.002184 | 0.0013953 | 0.0025577 | 0.0023039 | 0.002622 | 0.0011067 | 0.0014653 | 0.0019743 | 0.0017279 | 0.0021521 | 0.0024949 | 0.0017789
GAL | WDA67 | 0.0019599 | 0.0012099 | 0.0017537 | 0.0017151 | 0.0015914 | 0.0012267 | 0.0016746 | 0.0011832 | 0.0015141 | 0.0047105 | 0.0023471 | 0.00074687
GAL | WDA68 | 0.00082084 | 0.0013556 | 0.0019752 | 0.0020288 | 0.0015994 | 0.0013198 | 0.0015573 | 0.0016343 | 0.002001 | 0.0031384 | 0.00093511 | 0.0010127
GAL | WDA69 | 0.0011949 | 0.0012132 | 0.0021735 | 0.0030966 | 0.00074165 | 0.0012598 | 0.002489 | 0.0013876 | 0.0011185 | 0.00083769 | 0.00090402 | 0.0012719
GAL | WDA70 | 0.0014345 | 0.0025838 | 0.0018486 | 0.0015196 | 0.0014418 | 0.00061214 | 0.0013682 | 0.0016294 | 0.0015673 | 0.0020471 | 0.0021371 | 0.00090478
GAL | WDA71 | 0.0020379 | 0.005193 | 0.0012157 | 0.0016908 | 0.0017957 | 0.0014938 | 0.001439 | 0.0013689 | 0.0027538 | 0.0032404 | 0.0017563 | 0.0016561
GAL | WDA72 | 0.0011741 | 0.0023742 | 0.0014351 | 0.003553 | 0.0033088 | 0.0014339 | 0.0015978 | 0.0019369 | 0.0016075 | 0.002454 | 0.0024067 | 0.0018466
GAL | WDA73 | 0.0024042 | 0.0014018 | 0.001723 | 0.0012639 | 0.0020228 | 0.0014649 | 0.0011746 | 0.0017225 | 0.00071981 | 0.0019356 | 0.0014912 | 0.0017848
GAL | WDA74 | 0.00070911 | 0.00070062 | 0.0012272 | 0.00050368 | 0.0012347 | 0.0008202 | 0.00066442 | 0.0007107 | 0.00059744 | 0.0011995 | 0.00080634 | 0.0010668
GAL | WDA75 | 0.0010538 | 0.00025225 | 0.0011494 | 0.00066569 | 0.00039118 | 0.00044795 | 0.00034712 | 0.0021704 | 0.00070555 | 0.0014253 | 0.00054198 | 0.00025325
GAL | WDA76 | 0.0019703 | 0.00037909 | 0.0021651 | 0.0003748 | 0.00044792 | 0.001012 | 0.00047872 | 0.0014342 | 0.00056134 | 0.00020715 | 0.00039324 | 0.00060718
GAL | WDA77 | 0.00060091 | 0.00053372 | 0.00044329 | 0.00092108 | 0.00044947 | 0.00036332 | 0.00063359 | 0.00085971 | 0.00033281 | 0.00068363 | 0.0010313 | 0.00029472
GAL | WDA78 | 0.00041656 | 0.00081738 | 0.0012148 | 0.0011379 | 0.00064753 | 0.00075671 | 0.0010252 | 0.0017026 | 0.00043226 | 0.00080899 | 0.0011707 | 0.00033681
GAL | WDA79 | 0.0010453 | 0.00086277 | 0.0012791 | 0.0015068 | 0.0035157 | 0.00091506 | 0.00082826 | 0.0013186 | 0.0022517 | 0.0014901 | 0.0012389 | 0.00068727
GAL | WDA80 | 0.0018362 | 0.00077681 | 0.0011142 | 0.00187 | 0.0014093 | 0.00097927 | 0.0011931 | 0.0014304 | 0.0014417 | 0.00065202 | 0.0014551 | 0.0014591
GAL | WDA81 | 0.00059419 | 0.0011413 | 0.0024198 | 0.0022619 | 0.0013435 | 0.0010597 | 0.00072413 | 0.001864 | 0.0010167 | 0.0010657 | 0.00085033 | 0.00071141
GAL | WDA82 | 0.00086887 | 0.0012141 | 0.0020366 | 0.0013384 | 0.0021271 | 0.0020575 | 0.0019186 | 0.0016446 | 0.00082206 | 0.0016089 | 0.0011941 | 0.0026161
GAL | WDA83 | 0.0024079 | 0.0013703 | 0.0015896 | 0.0017893 | 0.0018159 | 0.0024209 | 0.0013754 | 0.001873 | 0.00075901 | 0.0011681 | 0.002251 | 0.001366
GAL | WDA84 | 0.0023958 | 0.00098754 | 0.00098829 | 0.0015411 | 0.0015711 | 0.00044126 | 0.0022408 | 0.0019789 | 0.0012628 | 0.00099722 | 0.0025785 | 0.00076234
GAL | WDA85 | 0.0036993 | 0.00067271 | 0.0012995 | 0.00084594 | 0.0023214 | 0.00086778 | 0.0015826 | 0.0012103 | 0.000915 | 0.00030232 | 0.0015193 | 0.00049717
GAL | WDA86 | 0.0017806 | 0.001062 | 0.001135 | 0.0013723 | 0.0012 | 0.0014987 | 0.0017208 | 0.001502 | 0.0017181 | 0.00067661 | 0.0041648 | 0.00062021
GAL | WDA87 | 0.0011487 | 0.001826 | 0.00062838 | 0.0010555 | 0.0013711 | 0.002028 | 0.0016564 | 0.0011214 | 0.001347 | 0.0021726 | 0.001973 | 0.0016699
GAL | WDA88 | 0.001543 | 0.0019209 | 0.0014889 | 0.0010728 | 0.0011128 | 0.0021712 | 0.0018498 | 0.0008511 | 0.0012514 | 0.0016809 | 0.0016002 | 0.00055123
GAL | WDA89 | 0.0021635 | 0.0012541 | 0.0016302 | 0.0017546 | 0.0017028 | 0.00092354 | 0.0017457 | 0.0020307 | 0.0026837 | 0.0010752 | 0.00080889 | 0.0010771
GAL | WDA90 | 0.0016923 | 0.0010451 | 0.0014862 | 0.0029839 | 0.0020517 | 0.0007956 | 0.0013095 | 0.0024832 | 0.0010983 | 0.0013187 | 0.0024594 | 0.0025385
GAL | WDA91 | 0.00082502 | 0.0019872 | 0.0025654 | 0.0019287 | 0.0017558 | 0.0013308 | 0.001299 | 0.0020964 | 0.00090356 | 0.0019326 | 0.0025081 | 0.0010165
GAL | WDA92 | 0.0027135 | 0.0014388 | 0.0018948 | 0.0019386 | 0.001061 | 0.00082171 | 0.0024722 | 0.0012099 | 0.0016264 | 0.0025585 | 0.0014811 | 0.0016545
GAL | WDA93 | 0.0016608 | 0.0028072 | 0.00075494 | 0.0015526 | 0.0011954 | 0.0011325 | 0.0014534 | 0.0018442 | 0.0019589 | 0.0015859 | 0.00051742 | 0.001226
GAL | WDA94 | 0.0035522 | 0.0020065 | 0.0016146 | 0.0025155 | 0.0016516 | 0.0020321 | 0.0032106 | 0.0012823 | 0.0012903 | 0.0016886 | 0.00066018 | 0.0013923
GAL | WDA95 | 0.003799 | 0.0018804 | 0.0013064 | 0.0029333 | 0.0014516 | 0.0026799 | 0.0011538 | 0.00072656 | 0.0018664 | 0.002272 | 0.0019515 | 0.0018944
GAL | WDA96 | 0.0023263 | 0.0032836 | 0.0021424 | 0.0017043 | 0.0014545 | 0.0028018 | 0.0012253 | 0.0012472 | 0.0034202 | 0.0017454 | 0.0014789 | 0.0017733
GAL | WDA97 | 0.0025689 | 0.001749 | 0.0021514 | 0.0018568 | 0.0025245 | 0.0014196 | 0.00064433 | 0.0012195 | 0.0020146 | 0.00080309 | 0.0014936 | 0.0011898
GAL | WDA98 | 0.0008492 | 0.0015878 | 0.0019121 | 0.0013877 | 0.0014812 | 0.00098785 | 0.00072681 | 0.00064549 | 0.00069256 | 0.00042856 | 0.00066355 | 0.00055561
GAL | WDA99 | 0.00080462 | 0.0011752 | 0.00090984 | 0.001621 | 0.00039718 | 0.00086742 | 0.00079861 | 0.0019022 | 0.001413 | 0.0010412 | 0.00059864 | 0.00022097
GAL | WDA100 | 0.00086007 | 0.00056256 | 0.00078391 | 0.00036705 | 0.00054085 | 0.00085221 | 0.00082134 | 0.0014708 | 0.00098861 | 0.00098528 | 0.000448 | 0.00036283
GAL | WDA101 | 0.0010401 | 0.0010548 | 0.00056682 | 0.00029549 | 0.0013086 | 0.00022833 | 0.00054543 | 0.00084302 | 0.00038951 | 0.00073594 | 0.00034969 | 0.00052332
GAL | WDA102 | 0.00076069 | 0.00090682 | 0.00055419 | 0.00078414 | 0.0016669 | 0.00060556 | 0.00065391 | 0.0016792 | 0.00042383 | 0.00034319 | 0.00033514 | 0.00060446
GAL | WDA103 | 0.0015281 | 0.0011335 | 0.00083065 | 0.0017233 | 0.0023982 | 0.0012612 | 0.0014332 | 0.0018671 | 0.0014434 | 0.0017617 | 0.0011783 | 0.00055352
GAL | WDA104 | 0.0018999 | 0.0015033 | 0.0015043 | 0.0019485 | 0.0012568 | 0.0010868 | 0.00058688 | 0.0024629 | 0.0011017 | 0.0010416 | 0.0022267 | 0.0010216
GAL | WDA105 | 0.0012618 | 0.00057125 | 0.0014032 | 0.001212 | 0.00077487 | 0.0012581 | 0.00075136 | 0.0016614 | 0.0010468 | 0.0010822 | 0.0017031 | 0.00040202
GAL | WDA106 | 0.0010666 | 0.0017641 | 0.00084422 | 0.0012269 | 0.0018754 | 0.0017035 | 0.00267 | 0.0011788 | 0.0012323 | 0.0012912 | 0.0017538 | 0.0003362
GAL | WDA107 | 0.00099681 | 0.0013246 | 0.0019904 | 0.0014509 | 0.0019629 | 0.00039396 | 0.0012992 | 0.0014218 | 0.0018339 | 0.0010128 | 0.0012652 | 0.001046
GAL | WDA108 | 0.00085492 | 0.001315 | 0.0017578 | 0.0007397 | 0.0011947 | 0.00069451 | 0.0014746 | 0.0025799 | 0.0019337 | 0.0015805 | 0.00092242 | 0.0010562
GAL | WDA109 | 0.00047492 | 0.0040629 | 0.0020166 | 0.00079251 | 0.0014436 | 0.0011587 | 0.0011984 | 0.001034 | 0.0013424 | 0.0012176 | 0.0015076 | 0.00096657
GAL | WDA110 | 0.00065585 | 0.0032279 | 0.0025085 | 0.001666 | 0.00066915 | 0.0021355 | 0.0012909 | 0.00071629 | 0.00089266 | 0.0016476 | 0.00071764 | 0.00079303
GAL | WDA111 | 0.00099301 | 0.0031111 | 0.0014808 | 0.0025145 | 0.00074426 | 0.004096 | 0.0010604 | 0.00075935 | 0.0023417 | 0.0014403 | 0.0020694 | 0.0016623
GAL | WDA112 | 0.0013469 | 0.0031527 | 0.001164 | 0.0014453 | 0.0014335 | 0.0014043 | 0.00079057 | 0.00063442 | 0.0016498 | 0.0016029 | 0.0025658 | 0.0023078
GAL | WDA113 | 0.0012557 | 0.0015066 | 0.0016963 | 0.0018337 | 0.0027979 | 0.000817 | 0.0013968 | 0.0012416 | 0.0012885 | 0.0012307 | 0.0017122 | 0.001404
GAL | WDA114 | 0.0013276 | 0.0016632 | 0.0012924 | 0.0014583 | 0.0014853 | 0.00082851 | 0.0027063 | 0.00064159 | 0.0021077 | 0.0018264 | 0.0056224 | 0.0013511
GAL | WDA115 | 0.0026706 | 0.0018969 | 0.001683 | 0.0017624 | 0.0016674 | 0.0017283 | 0.0018242 | 0.0011168 | 0.0019184 | 0.00221 | 0.0013373 | 0.0019266
GAL | WDA116 | 0.0025077 | 0.0019969 | 0.0017906 | 0.0020321 | 0.0018782 | 0.001646 | 0.0016983 | 0.0021259 | 0.0021234 | 0.0013889 | 0.0015761 | 0.0017948
GAL | WDA117 | 0.0013701 | 0.0017369 | 0.0012247 | 0.0011885 | 0.0015844 | 0.0010027 | 0.0013163 | 0.00053199 | 0.0016612 | 0.0012337 | 0.0015619 | 0.0016142
GAL | WDA118 | 0.0021775 | 0.0017967 | 0.0014197 | 0.0016651 | 0.0027351 | 0.0016478 | 0.0023215 | 0.0015017 | 0.0022263 | 0.0015854 | 0.00098857 | 0.0011489
GAL | WDA119 | 0.0032978 | 0.0022382 | 0.0025904 | 0.003397 | 0.003337 | 0.0016907 | 0.0015381 | 0.0013386 | 0.003037 | 0.0018778 | 0.0020762 | 0.0013233
GAL | WDA120 | 0.0024837 | 0.0028877 | 0.0022328 | 0.00193 | 0.0013515 | 0.0023014 | 0.0018191 | 0.0023127 | 0.0022305 | 0.0014215 | 0.0031131 | 0.0018174
GAL | WEA1 | 0.0016884 | 0.001409 | 0.0022254 | 0.0013646 | 0.0014261 | 0.0020311 | 0.00085881 | 0.0019707 | 0.0011431 | 0.0016597 | 0.0026726 | 0.0017533
GAL | WEA2 | 0.001313 | 0.0035089 | 0.00086876 | 0.001165 | 0.0018788 | 0.0010545 | 0.00096169 | 0.00093227 | 0.00049034 | 0.0011099 | 1.5643e-05 | 0.00047162
GAL | WEA3 | 0.00086862 | 0.0024987 | 0.0011081 | 0.00025324 | 0.00047239 | 0.00063929 | 0.00066122 | 0.0015073 | 0.00019595 | 0.0010425 | 8.6035e-05 | 0.00085578
GAL | WEA4 | 0.00034553 | 0.000696 | 0.00064082 | 0.00010492 | 0.0004733 | 0.0011415 | 0.00021196 | 0.0032759 | 0.00094379 | 0.00065819 | 0.00082665 | 0.00043737
GAL | WEA5 | 0.00056321 | 0.00095307 | 0.00081324 | 0.0005899 | 0.00054592 | 0.00014781 | 0.00029815 | 0.00077609 | 0.0011941 | 0.00061655 | 0.0010077 | 0.00083726
GAL | WEA6 | 0.00095322 | 0.00042085 | 0.00061035 | 0.00043919 | 0.0012798 | 0.00038415 | 0.00084962 | 0.00090479 | 0.00095857 | 0.001189 | 0.00066586 | 0.0064486
GAL | WEA7 | 0.00052962 | 0.0028799 | 0.0019034 | 0.00087943 | 0.0011792 | 0.0016848 | 0.0011424 | 0.0016863 | 0.00105 | 0.0013195 | 0.002311 | 0.00058555
GAL | WEA8 | 0.0014859 | 0.0028055 | 0.0017661 | 0.0014511 | 0.0019587 | 0.0014841 | 0.0010863 | 0.0017015 | 0.0020942 | 0.00084235 | 0.0012483 | 0.0013217
GAL | WEA9 | 0.00066931 | 0.0019191 | 0.0010886 | 0.00138 | 0.0013267 | 0.00064082 | 0.0017945 | 0.0013941 | 0.00092575 | 0.0022503 | 0.0016598 | 0.0019491
GAL | WEA10 | 0.0025086 | 0.0019316 | 0.0021429 | 0.0025193 | 0.00047704 | 0.0019136 | 0.0032533 | 0.002251 | 0.00129 | 0.0018625 | 0.0014777 | 0.00065685
GAL | WEA11 | 0.0018182 | 0.0016494 | 0.0021198 | 0.0024582 | 0.0021175 | 0.0019084 | 0.0012692 | 0.001711 | 0.0012473 | 0.0014819 | 0.002441 | 0.0013516
GAL | WEA12 | 0.00054255 | 0.00059515 | 0.0023205 | 0.0011953 | 0.0012855 | 0.001365 | 0.0010714 | 0.0010731 | 0.0008838 | 0.0007176 | 0.0012464 | 0.00086741
GAL | WEA13 | 0.0016765 | 0.0014263 | 0.0011769 | 0.00072743 | 0.00065465 | 0.0012629 | 0.00166 | 0.0011018 | 0.001427 | 0.0010729 | 0.0017269 | 0.0010482
GAL | WEA14 | 0.0016048 | 0.0022057 | 0.0011636 | 0.0013918 | 0.0012792 | 0.0012611 | 0.0024543 | 0.00065355 | 0.0017064 | 0.0011027 | 0.0017495 | 0.001674
GAL | WEA15 | 0.0014252 | 0.0010515 | 0.0021051 | 0.0012146 | 0.0018878 | 0.0021278 | 0.0013803 | 0.00080193 | 0.0030531 | 0.00070861 | 0.0017493 | 0.0011433
GAL | WEA16 | 0.0015364 | 0.0018764 | 0.0015677 | 0.0013061 | 0.001489 | 0.0043735 | 0.0011408 | 0.00042145 | 0.0018952 | 0.0015554 | 0.0011519 | 0.001831
GAL | WEA17 | 0.0016479 | 0.0018007 | 0.0023999 | 0.0019387 | 0.0017817 | 0.0022761 | 0.0012052 | 0.00090076 | 0.00246 | 0.00098241 | 0.0017266 | 0.0011148
GAL | WEA18 | 0.0005634 | 0.0019528 | 0.002145 | 0.0018191 | 0.0013315 | 0.0019763 | 0.0026707 | 0.0010413 | 0.0022166 | 0.0024241 | 0.0015007 | 0.0014164
GAL | WEA19 | 0.0011725 | 0.0015395 | 0.0020142 | 0.0021492 | 0.0025468 | 0.0015875 | 0.0020862 | 0.0012487 | 0.00094884 | 0.0016374 | 0.0023566 | 0.001364
GAL | WEA20 | 0.0023312 | 0.0017155 | 0.0018481 | 0.0019198 | 0.0010204 | 0.00056534 | 0.0014494 | 0.0019687 | 0.0022715 | 0.0017536 | 0.0011924 | 0.0010508
GAL | WEA21 | 0.00080078 | 0.0019297 | 0.0012942 | 0.00093416 | 0.00054757 | 0.0023509 | 0.0012142 | 0.0014392 | 0.0013514 | 0.0012403 | 0.0021287 | 0.0012699
GAL | WEA22 | 0.0021292 | 0.0020791 | 0.0012038 | 0.0018085 | 0.0015519 | 0.0018603 | 0.00069436 | 0.00094344 | 0.0018701 | 0.0016887 | 0.0019072 | 0.002145
GAL | WEA23 | 0.0022162 | 0.0028705 | 0.0018615 | 0.00088615 | 0.001616 | 0.0027503 | 0.0017737 | 0.0012458 | 0.0015807 | 0.0013972 | 0.0025882 | 0.0013143
GAL | WEA24 | 0.0015805 | 0.0019054 | 0.0033532 | 0.0017339 | 0.0019472 | 0.0025125 | 0.0015025 | 0.0012047 | 0.0016195 | 0.0016315 | 0.0020107 | 0.0016964
GAL | WEA25 | 0.0012063 | 0.00090572 | 0.0015924 | 0.0012019 | 0.0050119 | 0.00095832 | 0.0010954 | 0.0017151 | 0.0014855 | 0.0017188 | 0.001171 | 0.0016006
GAL | WEA26 | 0.00084353 | 0.0023467 | 0.0012832 | 0.00030358 | 0.0013783 | 0.0011034 | 0.00085096 | 0.001629 | 0.0012509 | 0.00085208 | 0.00059778 | 0.0014665
GAL | WEA27 | 0.00059107 | 0.0012721 | 0.00049557 | 7.4492e-05 | 0.002807 | 0.00069375 | 0.00034288 | 0.0005315 | 0.00088422 | 0.0004949 | 0.00039115 | 0.00044052
GAL | WEA28 | 0.0014977 | 0.0004914 | 0.00088297 | 0.00078071 | 0.00095825 | 0.00064526 | 0.00071981 | 0.00055434 | 0.00013353 | 0.00038026 | 0.0012524 | 0.0004886
GAL | WEA29 | 0.00084798 | 0.00050804 | 0.00088013 | 0.00054883 | 0.00082924 | 0.00031336 | 0.00057705 | 0.0016902 | 0.00042317 | 0.00039927 | 0.00047335 | 0.00070304
GAL | WEA30 | 0.0010159 | 0.00041887 | 0.0013321 | 0.00064352 | 0.00056868 | 0.0010579 | 0.00088114 | 0.0011465 | 0.0011819 | 0.00024953 | 0.0016104 | 0.00045076
GAL | WEA31 | 0.00077927 | 0.00060831 | 0.0022562 | 0.00093714 | 0.00092329 | 0.0015549 | 0.0011856 | 0.0021002 | 0.00082238 | 0.0017286 | 0.0008025 | 0.0014361
GAL | WEA32 | 0.0011638 | 0.0016643 | 0.00093779 | 0.0016973 | 0.0019088 | 0.00098928 | 0.00163 | 0.0018867 | 0.0017346 | 0.0013536 | 0.00099605 | 0.0012926
GAL | WEA33 | 0.0031785 | 0.0020249 | 0.00096515 | 0.002747 | 0.00063529 | 0.0017881 | 0.001206 | 0.0013181 | 0.0014896 | 0.00085214 | 0.00098892 | 0.0017159
GAL | WEA34 | 0.0016869 | 0.0023589 | 0.0022031 | 0.0022424 | 0.0022138 | 0.0010223 | 0.0014284 | 0.0014377 | 0.0019473 | 0.0016026 | 0.0015412 | 0.0013596
GAL | WEA35 | 0.0026655 | 0.00088335 | 0.0018453 | 0.0010337 | 0.0011776 | 0.00085849 | 0.0026418 | 0.0009153 | 0.0015447 | 0.001228 | 0.001985 | 0.0017295
GAL | WEA36 | 0.0015545 | 0.0023707 | 0.0026998 | 0.00040763 | 0.00069738 | 0.0014115 | 0.0010405 | 0.0015485 | 0.0013038 | 0.0012535 | 0.0017452 | 0.0016573
GAL | WEA37 | 0.001459 | 0.0010529 | 0.0012031 | 0.00085632 | 0.0012361 | 0.0016726 | 0.0013246 | 0.0010484 | 0.00095781 | 0.00065643 | 0.0013703 | 0.001634
GAL | WEA38 | 0.0015407 | 0.0032286 | 0.0010621 | 0.0019423 | 0.00093182 | 0.0022784 | 0.00092529 | 0.00078912 | 0.00080701 | 0.0015419 | 0.0023854 | 0.0015584
GAL | WEA39 | 0.0018416 | 0.0024001 | 0.0012608 | 0.0018204 | 0.002067 | 0.0011204 | 0.0012379 | 0.0006429 | 0.0012928 | 0.0010492 | 0.0021308 | 0.0014976
GAL | WEA40 | 0.002244 | 0.0016885 | 0.0017434 | 0.0012396 | 0.001107 | 0.0017156 | 0.0013713 | 0.0022681 | 0.0010596 | 0.0024951 | 0.0012457 | 0.0014914
GAL | WEA41 | 0.0016003 | 0.002895 | 0.0016288 | 0.001865 | 0.0011299 | 0.0011618 | 0.0015599 | 0.00099485 | 0.0012104 | 0.0026693 | 0.0009083 | 0.0020302
GAL | WEA42 | 0.0017964 | 0.0021417 | 0.002238 | 0.0016996 | 0.0018548 | 0.0015614 | 0.0015999 | 0.0012837 | 0.0015441 | 0.001452 | 0.002591 | 0.0013881
GAL | WEA43 | 0.00096145 | 0.00073862 | 0.0023347 | 0.0025302 | 0.0018452 | 0.0017715 | 0.001378 | 0.001014 | 0.0009224 | 0.0016555 | 0.0012046 | 0.0028562
GAL | WEA44 | 0.0013676 | 0.001294 | 0.0017315 | 0.0010478 | 0.0020671 | 0.00095264 | 0.0018428 | 0.0010784 | 0.0021187 | 0.0019272 | 0.0025562 | 0.0020792
GAL | WEA45 | 0.0022522 | 0.0010006 | 0.0021043 | 0.0013497 | 0.0018442 | 0.001155 | 0.0015099 | 0.0015606 | 0.001202 | 0.0012168 | 0.0024234 | 0.0021067
GAL | WEA46 | 0.0013501 | 0.0020695 | 0.0028463 | 0.0017025 | 0.0015269 | 0.0016473 | 0.0014816 | 0.001662 | 0.0011538 | 0.0014162 | 0.0021094 | 0.0012161
GAL | WEA47 | 0.0011516 | 0.0023933 | 0.0013384 | 0.0014832 | 0.001994 | 0.0023615 | 0.0017976 | 0.0015833 | 0.0021274 | 0.001249 | 0.0016745 | 0.0017389
GAL | WEA48 | 0.0031337 | 0.0020237 | 0.0020464 | 0.001307 | 0.0012075 | 0.0031463 | 0.0018528 | 0.0016226 | 0.0021976 | 0.0018732 | 0.0021462 | 0.0025011
GAL | WDB1 | 0.00081752 | 0.0017441 | 0.00066623 | 0.0016085 | 0.0014098 | 0.001146 | 0.0020004 | 0.0010856 | 0.0013834 | 0.0013242 | 0.00085352 | 0.0019509
GAL | WDB2 | 0.00012713 | 0.00095907 | 0.00097511 | 0.0010232 | 0.0027004 | 0.000276 | 0.0011335 | 0.00074137 | 0.00093812 | 0.00077387 | 0.0012752 | 0.00099489
GAL | WDB3 | 0.00035714 | 0.00078285 | 0.00095492 | 0.0010418 | 0.0017496 | 0.00086044 | 0.00065755 | 0.00083816 | 0.00063616 | 0.00067564 | 0.00078041 | 0.0010393
GAL | WDB4 | 0.00030538 | 0.00040928 | 0.00038106 | 0.00085621 | 0.00055316 | 0.00025907 | 0.0011548 | 0.0013925 | 0.0005039 | 0.00071469 | 0.00072141 | 0.00068029
GAL | WDB5 | 0.00098701 | 0.00056608 | 0.00078661 | 0.00063719 | 0.00043667 | 0.00043276 | 0.00060234 | 0.00097529 | 0.00023877 | 0.00060344 | 0.00019519 | 0.00041969
GAL | WDB6 | 0.0010305 | 0.00094053 | 0.00083722 | 0.00036932 | 0.00095781 | 0.00070761 | 0.00091098 | 0.0022887 | 0.0010919 | 0.00044606 | 0.0010796 | 0.0013768
GAL | WDB7 | 0.000963 | 0.0027398 | 0.00078428 | 0.0012747 | 0.00089615 | 0.0014569 | 0.0014927 | 0.0014397 | 0.0015486 | 0.00057515 | 0.0012609 | 0.0015567
GAL | WDB8 | 0.0016755 | 0.0036426 | 0.0014397 | 0.001255 | 0.0027838 | 0.001279 | 0.000972 | 0.0025991 | 0.0014756 | 0.0013489 | 0.0021547 | 0.0014419
GAL | WDB9 | 0.0033268 | 0.0022024 | 0.0013696 | 0.0015168 | 0.0014599 | 0.00093599 | 0.0015736 | 0.0020155 | 0.0024855 | 0.0025057 | 0.0013888 | 0.001804
GAL | WDB10 | 0.0022376 | 0.001462 | 0.00085532 | 0.0012678 | 0.001452 | 0.0013928 | 0.0024683 | 0.0022676 | 0.00097448 | 0.00037585 | 0.0023678 | 0.0052872
GAL | WDB11 | 0.0018604 | 0.0013563 | 0.0012959 | 0.0010362 | 0.0014589 | 0.001227 | 0.0013847 | 0.0019833 | 0.00089169 | 0.0013282 | 0.00079523 | 0.0012443
GAL | WDB12 | 0.0013281 | 0.0021261 | 0.0011089 | 0.0015453 | 0.0016875 | 0.00092947 | 0.0013871 | 0.00095157 | 0.00063903 | 0.0013325 | 0.0013284 | 0.0044211
GAL | WDB13 | 0.00085759 | 0.0014439 | 0.00076008 | 0.0014948 | 0.0020589 | 0.0010792 | 0.0017429 | 0.001218 | 0.0011939 | 0.00080538 | 0.0013312 | 0.0032388
GAL | WDB14 | 0.0014137 | 0.0008391 | 0.0011921 | 0.00089351 | 0.0022547 | 0.0013938 | 0.0017629 | 0.00046496 | 0.00090581 | 0.00094807 | 0.0016109 | 0.0015521
GAL | WDB15 | 0.0027045 | 0.0014996 | 0.0012085 | 0.0013492 | 0.0015992 | 0.0010377 | 0.0019181 | 0.0011951 | 0.0013041 | 0.00066029 | 0.0011764 | 0.0017138
GAL | WDB16 | 0.0019137 | 0.0036161 | 0.0014136 | 0.00082799 | 0.0012361 | 0.0014525 | 0.0014488 | 0.0013641 | 0.0010826 | 0.0010188 | 0.0013956 | 0.0017324
GAL | WDB17 | 0.00092626 | 0.0029099 | 0.0015203 | 0.0012014 | 0.0014867 | 0.001956 | 0.0012895 | 0.00098025 | 0.00093773 | 0.00079065 | 0.0020051 | 0.00098233
GAL | WDB18 | 0.0019513 | 0.0014732 | 0.0025702 | 0.0017626 | 0.0017664 | 0.0015047 | 0.001476 | 0.0016827 | 0.0020522 | 0.0021991 | 0.0053072 | 0.0015959
GAL | WDB19 | 0.0022137 | 0.002642 | 0.0013299 | 0.0015405 | 0.0011916 | 0.00097161 | 0.0012198 | 0.0013758 | 0.0017077 | 0.0021392 | 0.002382 | 0.002285
GAL | WDB20 | 0.0026495 | 0.0034871 | 0.0022875 | 0.00089742 | 0.001917 | 0.0012237 | 0.0015686 | 0.0017549 | 0.0013992 | 0.0015956 | 0.0016924 | 0.00091365
GAL | WDB21 | 0.0011439 | 0.0017623 | 0.0012098 | 0.0015523 | 0.0026969 | 0.0021562 | 0.0012858 | 0.0008145 | 0.0015825 | 0.0012411 | 0.0017566 | 0.00067768
GAL | WDB22 | 0.0017851 | 0.0030037 | 0.0022859 | 0.0019255 | 0.0023585 | 0.0020014 | 0.0017751 | 0.00077068 | 0.0021978 | 0.0011721 | 0.00074351 | 0.0024074
GAL | WDB23 | 0.0012566 | 0.0024595 | 0.0025713 | 0.0017167 | 0.0014945 | 0.0011586 | 0.0028782 | 0.00053212 | 0.0028909 | 0.0012593 | 0.0016958 | 0.0021912
GAL | WDB24 | 0.0017753 | 0.0013767 | 0.0010733 | 0.0015678 | 0.0019223 | 0.0020186 | 0.0016327 | 0.0013524 | 0.0020645 | 0.0008115 | 0.0026946 | 0.0026869
GAL | WDB25 | 0.0014441 | 0.0007798 | 0.0018686 | 0.0019316 | 0.0018169 | 0.00086343 | 0.001061 | 0.00091354 | 0.0008477 | 0.0018031 | 0.0020032 | 0.0016466
GAL | WDB26 | 0.00094232 | 0.00083393 | 0.00093076 | 0.0010816 | 0.00027715 | 0.0008661 | 0.00076371 | 0.0012145 | 0.00061916 | 0.0014016 | 0.00174 | 0.00092087
GAL | WDB27 | 0.00088311 | 0.00058422 | 0.0017251 | 0.00098725 | 0.0012517 | 0.00050111 | 0.00073519 | 0.0014636 | 0.00049568 | 0.00059334 | 0.0019533 | 0.0012221
GAL | WDB28 | 0.00088287 | 0.00031859 | 0.00078472 | 0.00073245 | 0.00062321 | 0.0005992 | 0.00082172 | 0.0013095 | 0.00056864 | 0.00070163 | 0.0011174 | 0.0012037
GAL | WDB29 | 0.00067379 | 0.00086024 | 0.00088454 | 0.0010069 | 0.00054171 | 0.00098806 | 0.00088256 | 0.0015624 | 0.0014729 | 0.0010434 | 0.00051571 | 0.00062324
GAL | WDB30 | 0.00041031 | 0.0012081 | 0.0012719 | 0.00062893 | 0.0014585 | 0.0011172 | 0.00063716 | 0.0021847 | 0.00084507 | 0.00027213 | 0.00087606 | 0.00033054
GAL | WDB31 | 0.00093049 | 0.0010304 | 0.001062 | 0.00082238 | 0.0013866 | 0.0015623 | 0.0010945 | 0.0024132 | 0.0012718 | 0.0003598 | 0.0014277 | 0.0017972
GAL | WDB32 | 0.0017467 | 0.001908 | 0.0011013 | 0.0012851 | 0.0016876 | 0.0014933 | 0.0019911 | 0.0023528 | 0.0010588 | 0.0014635 | 0.0015273 | 0.0016232
GAL | WDB33 | 0.001051 | 0.00054608 | 0.0012704 | 0.0025349 | 0.0017563 | 0.0012532 | 0.0015094 | 0.0018823 | 0.0015057 | 0.0021112 | 0.00097023 | 0.0011488
GAL | WDB34 | 0.0016342 | 0.0024089 | 0.0013704 | 0.0014672 | 0.0029288 | 0.0015139 | 0.0017349 | 0.0012184 | 0.0012966 | 0.00070542 | 0.0014652 | 0.0026083
GAL | WDB35 | 0.0031202 | 0.001473 | 0.00026178 | 0.0016115 | 0.0020017 | 0.00095958 | 0.0021849 | 0.0010465 | 0.00058331 | 0.0012604 | 0.007994 | 0.0013981
GAL | WDB36 | 0.0024441 | 0.001168 | 0.00067707 | 0.0015263 | 0.00046519 | 0.00050117 | 0.00068663 | 0.001761 | 0.00067614 | 0.0012965 | 0.0015293 | 0.0016561
GAL | WDB37 | 0.0015798 | 0.00057089 | 0.001736 | 0.00069691 | 0.0007426 | 0.0012197 | 0.0014514 | 0.0011161 | 0.0010671 | 0.0007106 | 0.0015801 | 0.0015248
GAL | WDB38 | 0.0031759 | 0.0013312 | 0.001065 | 0.0019105 | 0.0012492 | 0.0022361 | 0.001246 | 0.0021607 | 0.0017671 | 0.0015367 | 0.0010062 | 0.0018227
GAL | WDB39 | 0.0012898 | 0.00074313 | 0.00080538 | 0.0017812 | 0.0010889 | 0.0013081 | 0.0018465 | 0.0010864 | 0.0022308 | 0.0019067 | 0.00093017 | 0.0010567
GAL | WDB40 | 0.0027458 | 0.00046596 | 0.0010138 | 0.0011908 | 0.0011396 | 0.0012277 | 0.0010274 | 0.0010938 | 0.0011422 | 0.0012466 | 0.0012073 | 0.0013192
GAL | WDB41 | 0.0015187 | 0.00090249 | 0.0011774 | 0.0013698 | 0.0015937 | 0.0018244 | 0.001808 | 0.00066885 | 0.0018658 | 0.0011505 | 0.0014824 | 0.0017342
GAL | WDB42 | 0.0013418 | 0.0011659 | 0.0014676 | 0.0019076 | 0.001796 | 0.0014941 | 0.00046801 | 0.0017476 | 0.0012111 | 0.0015288 | 0.0030798 | 0.0019648
GAL | WDB43 | 0.0015973 | 0.0010714 | 0.0017219 | 0.00176 | 0.002861 | 0.0014526 | 0.0019088 | 0.0014609 | 0.0020859 | 0.002032 | 0.0018214 | 0.0013692
GAL | WDB44 | 0.0009299 | 0.0017329 | 0.0027734 | 0.00059689 | 0.0013629 | 0.0011471 | 0.0016181 | 0.0017907 | 0.0015457 | 0.0020819 | 0.0031871 | 0.0018352
GAL | WDB45 | 0.00080324 | 0.0019578 | 0.0010163 | 0.0010625 | 0.0011758 | 0.0012201 | 0.0022711 | 0.0014795 | 0.0017293 | 0.0016318 | 0.0012878 | 0.001771
GAL | WDB46 | 0.0010886 | 0.0019833 | 0.0014976 | 0.0012711 | 0.0012462 | 0.0014416 | 0.0015545 | 0.0016168 | 0.0036959 | 0.0014009 | 0.0013522 | 0.0027753
GAL | WDB47 | 0.0014085 | 0.0017055 | 0.0022416 | 0.0017841 | 0.0012262 | 0.0012969 | 0.0014464 | 0.0013988 | 0.0024128 | 0.0021568 | 0.0016383 | 0.0029337
GAL | WDB48 | 0.0022044 | 0.0022345 | 0.0022 | 0.0012428 | 0.0016146 | 0.0024397 | 0.0019322 | 0.00068323 | 0.0022122 | 0.0015022 | 0.00091735 | 0.0029589
GAL | WDB49 | 0.0013009 | 0.0026805 | 0.0011835 | 0.0013727 | 0.0010621 | 0.002414 | 0.0019025 | 0.0018488 | 0.0014838 | 0.0013307 | 0.00099802 | 0.0015441
GAL | WDB50 | 0.0014137 | 0.001113 | 0.0008467 | 0.0013014 | 0.0010147 | 0.00059521 | 0.0012818 | 0.00085488 | 0.00078907 | 0.0010994 | 0.00074186 | 0.00083269
GAL | WDB51 | 0.0013973 | 0.00091536 | 0.00085684 | 0.0007719 | 0.00052295 | 0.00034598 | 0.0011315 | 0.0011742 | 0.0007056 | 0.00069976 | 0.0010636 | 0.00068481
GAL | WDB52 | 0.0018083 | 0.00057996 | 0.00076418 | 0.00048717 | 0.00091423 | 0.0006854 | 0.00073958 | 0.0018471 | 0.0016853 | 0.00090379 | 0.00077242 | 0.0011474
GAL | WDB53 | 0.0008733 | 0.0010944 | 0.00083442 | 0.00052345 | 0.00049045 | 0.00027168 | 0.00063643 | 0.0015301 | 0.00076089 | 0.00040054 | 0.0003398 | 0.0051038
GAL | WDB54 | 0.00059866 | 0.0025166 | 0.00074096 | 0.00080864 | 0.0010023 | 0.00066456 | 0.0012402 | 0.00086826 | 0.00053066 | 0.00043618 | 0.00054957 | 0.0007406
GAL | WDB55 | 0.0011029 | 0.0018673 | 0.0010686 | 0.0022596 | 0.0016831 | 0.0019982 | 0.0011558 | 0.0018177 | 0.0014091 | 0.00086488 | 0.0016058 | 0.0008298
GAL | WDB56 | 0.0016887 | 0.0023245 | 0.002003 | 0.0010299 | 0.0015523 | 0.0015477 | 0.001112 | 0.0025924 | 0.0030269 | 0.0019492 | 0.0014942 | 0.00088022
GAL | WDB57 | 0.00097944 | 0.0018591 | 0.001059 | 0.0014915 | 0.0010287 | 0.00086073 | 0.002067 | 0.00074795 | 0.0015388 | 0.00095824 | 0.0011914 | 0.0022776
GAL | WDB58 | 0.00068654 | 0.0019459 | 0.0015431 | 0.0017236 | 0.0010494 | 0.0012288 | 0.0018 | 0.0022253 | 0.0021466 | 0.0015353 | 0.0019364 | 0.0020482
GAL | WDB59 | 0.0012776 | 0.0021961 | 0.0010954 | 0.001166 | 0.0020592 | 0.0014156 | 0.00049883 | 0.0018995 | 0.0018762 | 0.0012999 | 0.0011417 | 0.0019492
GAL | WDB60 | 0.0004098 | 0.00082204 | 0.0010226 | 0.0014546 | 0.0012881 | 0.001472 | 0.0017774 | 0.0015331 | 0.0013707 | 0.0013351 | 0.0011056 | 0.0018117
GAL | WDB61 | 0.00097694 | 0.00090519 | 0.00089146 | 0.0016693 | 0.00095693 | 0.0012058 | 0.0013161 | 0.00050696 | 0.0017505 | 0.0015098 | 0.0019769 | 0.00073611
GAL | WDB62 | 0.0013708 | 0.0011053 | 0.0011219 | 0.0021683 | 0.0011499 | 0.00048859 | 0.0021114 | 0.0010911 | 0.0013863 | 0.00098604 | 0.0024731 | 0.00075944
GAL | WDB63 | 0.0021568 | 0.0012595 | 0.00063325 | 0.0022593 | 0.0024689 | 0.00090979 | 0.0024807 | 0.0003593 | 0.0028192 | 0.00089045 | 0.0023567 | 0.0020238
GAL | WDB64 | 0.0011024 | 0.001225 | 0.00096624 | 0.0011259 | 0.0013422 | 0.0010783 | 0.0017085 | 0.00053296 | 0.00061761 | 0.0010391 | 0.0017135 | 0.0015821
GAL | WDB65 | 0.001655 | 0.0013519 | 0.0016729 | 0.0020737 | 0.0012835 | 0.0012704 | 0.0013764 | 0.00049972 | 0.0012024 | 0.0010211 | 0.0015582 | 0.0018834
GAL | WDB66 | 0.0011656 | 0.0016859 | 0.0023569 | 0.0019254 | 0.0016377 | 0.0014925 | 0.0011087 | 0.0014806 | 0.0013366 | 0.0021358 | 0.0014385 | 0.001752
GAL | WDB67 | 0.0022732 | 0.0018446 | 0.0017335 | 0.0017425 | 0.0010342 | 0.0016739 | 0.0010792 | 0.0016502 | 0.0015661 | 0.0014517 | 0.0015772 | 0.001128
GAL | WDB68 | 0.0024041 | 0.00062323 | 0.0021402 | 0.001167 | 0.0022716 | 0.0017427 | 0.0010012 | 0.00064098 | 0.0017122 | 0.0018337 | 0.0011973 | 0.00046855
GAL | WDB69 | 0.00097725 | 0.0029056 | 0.0016992 | 0.001377 | 0.0018052 | 0.00099625 | 0.0015159 | 0.00076041 | 0.0011317 | 0.0014291 | 0.0013284 | 0.00097034
GAL | WDB70 | 0.0015942 | 0.0016542 | 0.0017061 | 0.0015356 | 0.0015574 | 0.0019249 | 0.0019426 | 0.0012631 | 0.0015912 | 0.001639 | 0.0010893 | 0.0017558
GAL | WDB71 | 0.0034793 | 0.0011145 | 0.0018694 | 0.0011672 | 0.0022603 | 0.0019927 | 0.0024523 | 0.0015395 | 0.0026798 | 0.0014777 | 0.0017075 | 0.002158
GAL | WDB72 | 0.0023156 | 0.0016507 | 0.0015862 | 0.0022936 | 0.0015185 | 0.0020532 | 0.0021804 | 0.0016929 | 0.0018998 | 0.00079852 | 0.0023837 | 0.0018331
GAL | WDB73 | 0.0010729 | 0.0016708 | 0.0020454 | 0.0015193 | 0.0011434 | 0.0006791 | 0.00077838 | 0.001598 | 0.0012568 | 0.00061348 | 0.0012359 | 0.001879
GAL | WDB74 | 0.00063712 | 0.0036685 | 0.00066168 | 0.0009228 | 0.001562 | 0.00055983 | 0.00040831 | 0.00096101 | 0.00071184 | 0.0010473 | 0.00027503 | 0.0023263
GAL | WDB75 | 0.0011058 | 0.00077107 | 0.00055783 | 0.00058586 | 0.00078615 | 0.00028648 | 0.0006736 | 0.0012209 | 0.00026827 | 0.0012257 | 0.0009877 | 0.0016963
GAL | WDB76 | 0.00060451 | 0.00047178 | 0.0008591 | 0.00037672 | 0.00072974 | 0.00102 | 0.00058809 | 0.0015077 | 0.00045268 | 0.00077321 | 0.00047504 | 0.00055939
GAL | WDB77 | 0.00075878 | 0.00077028 | 0.00095054 | 0.00051981 | 0.00050865 | 0.00034252 | 0.00043614 | 0.0013215 | 0.00056618 | 0.00031557 | 0.0011432 | 0.00053069
GAL | WDB78 | 0.0011613 | 0.0012781 | 0.0017881 | 0.00082883 | 0.00093007 | 0.00050925 | 0.00046713 | 0.0014383 | 0.00018296 | 0.0010564 | 0.00098887 | 0.00044273
GAL | WDB79 | 0.0018264 | 0.000992 | 0.0014391 | 0.00096825 | 0.0011114 | 0.00067434 | 0.0010437 | 0.0023528 | 0.0008956 | 0.0013216 | 0.002708 | 0.00098257
GAL | WDB80 | 0.0016742 | 0.0027034 | 0.0022605 | 0.0010016 | 0.0014076 | 0.0018042 | 0.00077375 | 0.002256 | 0.0019502 | 0.00093034 | 0.00055501 | 0.0015498
GAL | WDB81 | 0.0017152 | 0.0018101 | 0.0013793 | 0.00088026 | 0.0018851 | 0.0011413 | 0.00077742 | 0.0016848 | 0.0006456 | 0.0010111 | 0.0013178 | 0.0016249
GAL | WDB82 | 0.0016794 | 0.0016604 | 0.0014787 | 0.0013759 | 0.0015075 | 0.0011572 | 0.0019831 | 0.0020428 | 0.00077114 | 0.001308 | 0.00074153 | 0.0016385
GAL | WDB83 | 0.00058336 | 0.00095346 | 0.0011605 | 0.00083805 | 0.0014291 | 0.00080593 | 0.00093507 | 0.0015296 | 0.00084781 | 0.0016426 | 0.0010844 | 0.0012055
GAL | WDB84 | 0.00086794 | 0.0010131 | 0.0012349 | 0.0018078 | 0.0015787 | 0.0014835 | 0.00092068 | 0.0015395 | 0.0020981 | 0.0012418 | 0.00097745 | 0.0032023
GAL | WDB85 | 0.00039381 | 0.0013516 | 0.0014093 | 0.0010995 | 0.0014213 | 0.00072452 | 0.00084035 | 0.00080435 | 0.0012267 | 0.0014002 | 0.0025096 | 0.001713
GAL | WDB86 | 0.0012202 | 0.00074795 | 0.0017182 | 0.001223 | 0.0017061 | 0.0011333 | 0.0013419 | 0.00099337 | 0.0021058 | 0.0015706 | 0.0017897 | 0.0017109
GAL | WDB87 | 0.0017293 | 0.0015666 | 0.001215 | 0.0014075 | 0.0014686 | 0.0013383 | 0.00079418 | 0.0010548 | 0.0018405 | 0.0016416 | 0.0011458 | 0.0013555
GAL | WDB88 | 0.00084246 | 0.0010865 | 0.0012604 | 0.0018748 | 0.0013074 | 0.0011392 | 0.0010942 | 0.0016214 | 0.0021431 | 0.0012751 | 0.0015214 | 0.0028329
GAL | WDB89 | 0.0013059 | 0.0017639 | 0.0026856 | 0.0020601 | 0.0019081 | 0.0021471 | 0.0013099 | 0.0018815 | 0.0014709 | 0.0013802 | 0.0017998 | 0.0014632
GAL | WDB90 | 0.00222 | 0.0017201 | 0.0026163 | 0.0018187 | 0.0024345 | 0.00089294 | 0.0024959 | 0.0019174 | 0.0012335 | 0.0018819 | 0.0021996 | 0.0018663
GAL | WDB91 | 0.0012308 | 0.0019978 | 0.0021594 | 0.0030558 | 0.0022382 | 0.0014359 | 0.0015542 | 0.002404 | 0.0032398 | 0.0022579 | 0.0028986 | 0.0010427
GAL | WDB92 | 0.0018035 | 0.00098394 | 0.0026866 | 0.0017899 | 0.0016131 | 0.0013118 | 0.0012505 | 0.0016669 | 0.0033673 | 0.0013919 | 0.0017375 | 0.00078685
GAL | WDB93 | 0.0008579 | 0.0017282 | 0.0014169 | 0.0018929 | 0.0027786 | 0.00090772 | 0.0011456 | 0.001364 | 0.0020023 | 0.001111 | 0.0011511 | 0.0018406
GAL | WDB94 | 0.0024615 | 0.0019064 | 0.0010397 | 0.0012736 | 0.0022426 | 0.0012911 | 0.00094769 | 0.0011645 | 0.0014782 | 0.0015101 | 0.0016865 | 0.0013682
GAL | WDB95 | 0.0028191 | 0.0023674 | 0.0011352 | 0.0031748 | 0.0018206 | 0.0017096 | 0.0012239 | 0.0026605 | 0.002307 | 0.0021592 | 0.0022748 | 0.0024251
GAL | WDB96 | 0.0027146 | 0.0022619 | 0.0017499 | 0.0020205 | 0.0019917 | 0.0012254 | 0.0017326 | 0.0016959 | 0.0019887 | 0.0018387 | 0.0016469 | 0.0017951
GAL | WDB97 | 0.0011489 | 0.0026195 | 0.0030724 | 0.0011629 | 0.0013286 | 0.0016866 | 0.0020191 | 0.00181 | 0.0010951 | 0.00078909 | 0.0011672 | 0.001399
GAL | WDB98 | 0.0015083 | 0.0014974 | 0.0019152 | 0.00069101 | 0.00064662 | 0.00099403 | 0.0007435 | 0.0019497 | 0.00045825 | 0.00057544 | 0.00067532 | 0.0010988
GAL | WDB99 | 0.00036151 | 0.00045516 | 0.00050004 | 0.00022038 | 0.00033122 | 0.00078576 | 0.00071903 | 0.00099661 | 0.0008286 | 0.00028202 | 0.0012878 | 0.00038667
GAL | WDB100 | 0.00067087 | 0.0012169 | 0.00035136 | 0.0010033 | 0.0005627 | 0.0012267 | 0.00078241 | 0.00089621 | 0.00055319 | 8.7766e-05 | 0.00058649 | 0.00090069
GAL | WDB101 | 0.0025227 | 0.0003867 | 0.00081585 | 0.00042914 | 0.00042934 | 0.00071191 | 0.0004913 | 0.0020808 | 0.00064461 | 0.00036 | 0.00087499 | 0.0012256
GAL | WDB102 | 0.0013335 | 0.0020148 | 0.00070678 | 0.0010452 | 0.0011647 | 0.00027838 | 0.00091267 | 0.0010859 | 0.0013575 | 0.00096625 | 0.0023499 | 0.00019367
GAL | WDB103 | 0.0021089 | 0.0011132 | 0.001514 | 0.0024725 | 0.0015663 | 0.00075135 | 0.0012717 | 0.00089542 | 0.0014547 | 0.0013915 | 0.0016245 | 0.001719
GAL | WDB104 | 0.0029827 | 0.0025515 | 0.0026606 | 0.0012087 | 0.0014276 | 0.0013221 | 0.00087944 | 0.001993 | 0.00068598 | 0.0010045 | 0.0012708 | 0.001554
GAL | WDB105 | 0.0012648 | 0.0024914 | 0.0012096 | 0.0026748 | 0.0024498 | 0.0014423 | 0.00066131 | 0.0014346 | 0.0006503 | 0.00057619 | 0.0025418 | 0.00081559
GAL | WDB106 | 0.002904 | 0.0020431 | 0.0013027 | 0.0022866 | 0.0023155 | 0.0015025 | 0.0016076 | 0.0011945 | 0.0015561 | 0.0021615 | 0.0018558 | 0.0015372
GAL | WDB107 | 0.00091566 | 0.0015119 | 0.0014571 | 0.0025359 | 0.0013383 | 0.0010453 | 0.0011625 | 0.00094636 | 0.00076565 | 0.00062768 | 0.0012476 | 0.0014818
GAL | WDB108 | 0.00094388 | 0.0017426 | 0.0010627 | 0.001845 | 0.0013333 | 0.0022217 | 0.0010615 | 0.0018488 | 0.0015479 | 0.00092546 | 0.0017957 | 0.00099041
GAL | WDB109 | 0.000686 | 0.0028934 | 0.0012666 | 0.0010945 | 0.0015321 | 0.00071013 | 0.00043498 | 0.0012905 | 0.0014615 | 0.00071745 | 0.00081321 | 0.0015297
GAL | WDB110 | 0.0011953 | 0.00095476 | 0.001311 | 0.001597 | 0.0013885 | 0.0018058 | 0.0018596 | 0.0010715 | 0.001161 | 0.00072602 | 0.0023711 | 0.0016908
GAL | WDB111 | 0.0011311 | 0.00092578 | 0.0012273 | 0.0016206 | 0.0019151 | 0.0019181 | 0.0011069 | 0.00066195 | 0.00094629 | 0.00084588 | 0.0014017 | 0.0021079
GAL | WDB112 | 0.00049824 | 0.00079898 | 0.0038042 | 0.001083 | 0.0017727 | 0.0021716 | 0.0010431 | 0.0047475 | 0.00054989 | 0.0012092 | 0.00084738 | 0.0014669
GAL | WDB113 | 0.0010022 | 0.0016685 | 0.0017811 | 0.0010416 | 0.0014091 | 0.001241 | 0.00079747 | 0.001039 | 0.0011511 | 0.0019504 | 0.006185 | 0.0017904
GAL | WDB114 | 0.0016228 | 0.0013402 | 0.001704 | 0.0025679 | 0.0029993 | 0.0010243 | 0.002349 | 0.0011004 | 0.0013367 | 0.0015229 | 0.0010616 | 0.0015514
GAL | WDB115 | 0.0028657 | 0.0011366 | 0.0021388 | 0.0027038 | 0.0017566 | 0.0012321 | 0.001962 | 0.0010768 | 0.0015001 | 0.0010128 | 0.0014513 | 0.0014811
GAL | WDB116 | 0.0011805 | 0.00097424 | 0.0015846 | 0.0015874 | 0.0018293 | 0.0010255 | 0.0015856 | 0.001777 | 0.0019802 | 0.0020713 | 0.0011886 | 0.0025172
GAL | WDB117 | 0.0019683 | 0.0016839 | 0.0029435 | 0.0014711 | 0.0011806 | 0.00071076 | 0.00099231 | 0.0014304 | 0.0021395 | 0.0017412 | 0.0010423 | 0.001152
GAL | WDB118 | 0.0013032 | 0.0020491 | 0.0022619 | 0.0011418 | 0.0013986 | 0.0026514 | 0.002457 | 0.0025824 | 0.0017369 | 0.0013702 | 0.0015844 | 0.0017791
GAL | WDB119 | 0.0022242 | 0.0020825 | 0.00072652 | 0.00137 | 0.0012992 | 0.0018547 | 0.0017586 | 0.001295 | 0.002074 | 0.001622 | 0.0013928 | 0.0021257
GAL | WDB120 | 0.0018401 | 0.0019341 | 0.0011525 | 0.0014826 | 0.0015955 | 0.0020784 | 0.00080101 | 0.0015715 | 0.002548 | 0.0013435 | 0.0016636 | 0.0027692
GAL | WEB1 | 0.00073964 | 0.0013405 | 0.0012651 | 0.0018219 | 0.0011278 | 0.0016048 | 0.0014978 | 0.0021295 | 0.0017126 | 0.0011976 | 0.0016823 | 0.0011143
GAL | WEB2 | 0.00097779 | 0.0015235 | 0.00079017 | 0.00052968 | 0.00034775 | 0.00075586 | 0.00060095 | 0.0017983 | 0.0006391 | 0.00077209 | 0.0015494 | 0.00071755
GAL | WEB3 | 0.00026574 | 0.00089132 | 0.00077483 | 0.00034125 | 0.00070033 | 0.00069877 | 0.00028812 | 0.0012357 | 0.00074179 | 0.00039083 | 0.0003794 | 0.00087142
GAL | WEB4 | 0.00014981 | 0.0007836 | 0.0008309 | 0.00031125 | 0.0010068 | 0.0011515 | 0.00063376 | 0.0013696 | 0.00045525 | 0.00027711 | 0.00042626 | 0.0014132
GAL | WEB5 | 0.00026633 | 0.00089673 | 0.00108 | 0.00059864 | 0.00081894 | 0.00050518 | 0.00052062 | 0.0012472 | 0.0010655 | 0.00080413 | 0.00031894 | 0.00061618
GAL | WEB6 | 0.00083774 | 0.0011587 | 0.0010121 | 0.00076164 | 0.0015565 | 0.00052368 | 0.00040192 | 0.0014921 | 0.0012725 | 0.00067186 | 0.00066399 | 0.0034554
GAL | WEB7 | 0.0014409 | 0.0013305 | 0.0016158 | 0.00075799 | 0.00079711 | 0.0014458 | 0.00061885 | 0.00071827 | 0.0015829 | 0.0008339 | 0.00096914 | 0.00098395
GAL | WEB8 | 0.00090054 | 0.002684 | 0.0017891 | 0.001128 | 0.0012371 | 0.0017875 | 0.0007766 | 0.0019442 | 0.00083787 | 0.00038518 | 0.0013425 | 0.0010909
GAL | WEB9 | 0.0014115 | 0.0016497 | 0.0012071 | 0.0014924 | 0.00088897 | 0.0013912 | 0.0016195 | 0.0011545 | 0.0014463 | 0.0014564 | 0.00086563 | 0.0012415
GAL | WEB10 | 0.0016996 | 0.0011885 | 0.0011791 | 0.0017759 | 0.00135 | 0.0018602 | 0.00099626 | 0.0020719 | 0.0012527 | 0.0018213 | 0.00078859 | 0.0013396
GAL | WEB11 | 0.0014801 | 0.0015765 | 0.0029519 | 0.0015811 | 0.002148 | 0.00072409 | 0.00082051 | 0.0011443 | 0.0015278 | 0.001455 | 0.00092937 | 0.0021361
GAL | WEB12 | 0.00058228 | 0.0020836 | 0.0014508 | 0.0011068 | 0.0011463 | 0.0018314 | 0.0009058 | 0.00078721 | 0.0012783 | 0.00089702 | 0.0020749 | 0.0018911
GAL | WEB13 | 0.00078772 | 0.002098 | 0.0015834 | 0.0013237 | 0.0013611 | 0.00066858 | 0.0013605 | 0.00091568 | 0.001183 | 0.0010468 | 0.0006576 | 0.0015782
GAL | WEB14 | 0.0021079 | 0.0013332 | 0.0011278 | 0.0011437 | 0.0025471 | 0.00088457 | 0.0011878 | 0.0016925 | 0.0014349 | 0.0010851 | 0.0013442 | 0.0017737
GAL | WEB15 | 0.0010939 | 0.002089 | 0.0023608 | 0.0012002 | 0.0016385 | 0.00097347 | 0.0012155 | 0.00084089 | 0.0014584 | 0.0011519 | 0.0011941 | 0.0012821
GAL | WEB16 | 0.0011753 | 0.0020461 | 0.0017332 | 0.0015426 | 0.0011502 | 0.0015506 | 0.0013244 | 0.0014272 | 0.0017086 | 0.0010752 | 0.0016165 | 0.0014853
GAL | WEB17 | 0.0007123 | 0.0019159 | 0.0019819 | 0.0014431 | 0.0021071 | 0.0014276 | 0.00095959 | 0.0010514 | 0.001926 | 0.0017206 | 0.002178 | 0.0029231
GAL | WEB18 | 0.0016714 | 0.001275 | 0.0010563 | 0.0027344 | 0.0020061 | 0.0014964 | 0.0012972 | 0.00089263 | 0.0013126 | 0.0014352 | 0.0014272 | 0.0015804
GAL | WEB19 | 0.00039998 | 0.0010738 | 0.0013419 | 0.0024227 | 0.0019811 | 0.0013059 | 0.002906 | 0.0018198 | 0.0017042 | 0.0014311 | 0.001817 | 0.0029888
GAL | WEB20 | 0.0027647 | 0.0016706 | 0.0018254 | 0.0021659 | 0.0012905 | 0.00097748 | 0.0012574 | 0.0018163 | 0.0018398 | 0.0013145 | 0.0014309 | 0.0022442
GAL | WEB21 | 0.00091684 | 0.0016966 | 0.0013682 | 0.0025217 | 0.0022908 | 0.00079353 | 0.0014866 | 0.001007 | 0.001755 | 0.0016353 | 0.001298 | 0.0014226
GAL | WEB22 | 0.0016325 | 0.00099092 | 0.0015008 | 0.0020045 | 0.0018328 | 0.0011328 | 0.00097184 | 0.0010402 | 0.0016296 | 0.0014757 | 0.0018432 | 0.0014411
GAL | WEB23 | 0.0018261 | 0.0019862 | 0.0021013 | 0.0015161 | 0.0016908 | 0.0020794 | 0.0015896 | 0.0010752 | 0.0023095 | 0.0013002 | 0.0029708 | 0.0015657
GAL | WEB24 | 0.0010708 | 0.0022073 | 0.0016027 | 0.0021003 | 0.0012885 | 0.0019064 | 0.0023052 | 0.00104 | 0.0022425 | 0.0012851 | 0.001999 | 0.0022846
GAL | WEB25 | 0.00094757 | 0.0014836 | 0.00079399 | 0.0011138 | 0.0010757 | 0.0023077 | 0.0010264 | 0.0013416 | 0.0011146 | 0.0015123 | 0.0010268 | 0.0012459
GAL | WEB26 | 0.0007502 | 0.0013422 | 0.00033158 | 0.00043493 | 0.00097243 | 0.0006672 | 0.00015528 | 0.0016134 | 0.00078022 | 0.00077301 | 0.00084801 | 0.0016913
GAL | WEB27 | 0.0014393 | 0.00027059 | 0.00036296 | 0.00066895 | 0.00068977 | 0.00062106 | 0.00069941 | 0.0012856 | 0.00039491 | 0.0006809 | 0.00057364 | 0.00053302
GAL | WEB28 | 0.0007935 | 0.00061076 | 0.00025245 | 0.00055218 | 0.0015499 | 0.0012821 | 0.00023545 | 0.00092015 | 0.00096357 | 0.00047708 | 0.00053239 | 0.0012606
GAL | WEB29 | 0.00096041 | 0.00089301 | 0.0004407 | 0.00046439 | 0.00050048 | 0.00049249 | 0.00041596 | 0.0016155 | 0.00059753 | 0.0010523 | 0.0007128 | 0.00067339
GAL | WEB30 | 0.00071079 | 0.00056772 | 0.00090988 | 0.00061648 | 0.00074568 | 0.00091413 | 0.0006113 | 0.0010692 | 0.0011746 | 0.00073328 | 0.00061671 | 0.00080445
GAL | WEB31 | 0.00079126 | 0.0003555 | 0.0014269 | 0.0017455 | 0.0012004 | 0.001731 | 0.00090869 | 0.001361 | 0.00059872 | 0.00074363 | 0.0014076 | 0.0009645
GAL | WEB32 | 0.00070586 | 0.0013201 | 0.00089548 | 0.0013959 | 0.0017571 | 0.0014611 | 0.0010739 | 0.0017393 | 0.0011626 | 0.0019175 | 0.0020302 | 0.0013044
GAL | WEB33 | 0.00054843 | 0.0016547 | 0.0013558 | 0.0014612 | 0.0011736 | 0.0020086 | 0.00078112 | 0.0017142 | 0.0018579 | 0.0011793 | 0.0013497 | 0.0013251
GAL | WEB34 | 0.0010253 | 0.00080738 | 0.00092022 | 0.001349 | 0.0014074 | 0.0018504 | 0.0013456 | 0.0011778 | 0.0018793 | 0.0011491 | 0.001373 | 0.0020802
GAL | WEB35 | 0.0017371 | 0.0018988 | 0.00086777 | 0.0010565 | 0.0015202 | 0.0019383 | 0.0013424 | 0.0018287 | 0.0012716 | 0.001359 | 0.0010012 | 0.0013986
GAL | WEB36 | 0.00050123 | 0.0010405 | 0.0014107 | 0.0015682 | 0.00079141 | 0.0012462 | 0.00096065 | 0.0017225 | 0.0012406 | 0.0015839 | 0.0013136 | 0.0011871
GAL | WEB37 | 0.00083685 | 0.0013447 | 0.0017123 | 0.0019437 | 0.0022271 | 0.0015807 | 0.00096076 | 0.0017192 | 0.0018475 | 0.00092694 | 0.0012715 | 0.00093661
GAL | WEB38 | 0.0012634 | 0.002408 | 0.0019552 | 0.0015776 | 0.00073261 | 0.0015076 | 0.00059186 | 0.00069392 | 0.0017749 | 0.0013901 | 0.0014823 | 0.0013629
GAL | WEB39 | 0.0010263 | 0.0012321 | 0.0013215 | 0.0021339 | 0.0018771 | 0.00054471 | 0.0015163 | 0.00093295 | 0.0010753 | 0.0011081 | 0.0016103 | 0.0015717
GAL | WEB40 | 0.00076797 | 0.0012245 | 0.0021387 | 0.0011075 | 0.0019337 | 0.0012413 | 0.00069824 | 0.00096556 | 0.0012721 | 0.00089012 | 0.001913 | 0.0017918
GAL | WEB41 | 0.00065072 | 0.00084626 | 0.0015729 | 0.001583 | 0.0022251 | 0.00098483 | 0.0014459 | 0.0013052 | 0.0012955 | 0.0014568 | 0.0024409 | 0.0019232
GAL | WEB42 | 0.00087358 | 0.0018583 | 0.00097712 | 0.0020492 | 0.0010687 | 0.0021752 | 0.0013608 | 0.00147 | 0.00086581 | 0.0020501 | 0.0016278 | 0.0014361
GAL | WEB43 | 0.0015207 | 0.00045249 | 0.0018125 | 0.0019398 | 0.0010196 | 0.0020702 | 0.0023989 | 0.0019527 | 0.001124 | 0.0015165 | 0.0012004 | 0.001966
GAL | WEB44 | 0.0017342 | 0.0010637 | 0.0013533 | 0.0025891 | 0.00065314 | 0.0017288 | 0.00089039 | 0.0015849 | 0.0019488 | 0.0022163 | 0.0013699 | 0.0014611
GAL | WEB45 | 0.00073848 | 0.0012226 | 0.0018106 | 0.0017132 | 0.0011654 | 0.0020227 | 0.0027208 | 0.00081513 | 0.0019223 | 0.0012102 | 0.0011928 | 0.0012983
GAL | WEB46 | 0.0018899 | 0.0014692 | 0.0015432 | 0.0014937 | 0.0011512 | 0.0020074 | 0.001631 | 0.0013095 | 0.001378 | 0.00096193 | 0.0017961 | 0.0017325
GAL | WEB47 | 0.0012412 | 0.0029824 | 0.00098857 | 0.0013961 | 0.0016441 | 0.0015962 | 0.0021765 | 0.0015204 | 0.0018906 | 0.0019764 | 0.0024845 | 0.0017747
GAL | WEB48 | 0.0022826 | 0.0023599 | 0.0011302 | 0.0017951 | 0.0018343 | 0.0020911 | 0.0029912 | 0.0018716 | 0.0016502 | 0.0021367 | 0.0017909 | 0.0021094
GAL | WDC1 | 0.0017631 | 0.0024646 | 0.00069278 | 0.0015543 | 0.0016423 | 0.001106 | 0.0011174 | 0.00088606 | 0.0011038 | 0.0013792 | 0.0011381 | 0.0011913
GAL | WDC2 | 0.00067537 | 0.00094775 | 0.00021565 | 0.00092598 | 0.0010057 | 0.00081882 | 0.00077403 | 0.0017224 | 0.00072892 | 0.0011169 | 0.0011599 | 0.00062219
GAL | WDC3 | 0.0007765 | 0.00034026 | 0.0006374 | 0.0011422 | 0.0015782 | 0.0011454 | 0.000879 | 0.0012719 | 0.0018973 | 0.00067381 | 0.00048303 | 0.001002
GAL | WDC4 | 0.00024902 | 0.00065509 | 0.0014436 | 0.00063126 | 0.00049928 | 0.00034508 | 0.0012981 | 0.001317 | 0.00058041 | 0.00047405 | 0.0010052 | 0.00067242
GAL | WDC5 | 0.0013239 | 0.00099013 | 0.0012145 | 0.0011101 | 0.00056057 | 0.0004937 | 0.00033826 | 0.001303 | 0.0010086 | 0.00070795 | 0.0010024 | 0.0010565
GAL | WDC6 | 0.00072678 | 0.00074517 | 0.0019295 | 0.00087737 | 0.0004989 | 0.0012455 | 0.00027684 | 0.00087465 | 0.0010544 | 0.00072556 | 0.0011334 | 0.0038865
GAL | WDC7 | 0.0014375 | 0.0016867 | 0.0018553 | 0.0017005 | 0.00047998 | 0.0019757 | 0.0013629 | 0.0018287 | 0.0014919 | 0.00083484 | 0.0012352 | 0.00078498
GAL | WDC8 | 0.0010495 | 0.001632 | 0.0022628 | 0.0020374 | 0.0014916 | 0.0017528 | 0.0014857 | 0.0013255 | 0.0011126 | 0.0015432 | 0.0014141 | 0.0012772
GAL | WDC9 | 0.0015185 | 0.00075959 | 0.0010291 | 0.0014562 | 0.00089976 | 0.0019273 | 0.0011002 | 0.0021451 | 0.0021972 | 0.0013219 | 0.00099592 | 0.0018253
GAL | WDC10 | 0.0021201 | 0.0008378 | 0.0008754 | 0.0013526 | 0.0010768 | 0.0027275 | 0.00138 | 0.0019797 | 0.0023324 | 0.0021729 | 0.00085091 | 0.00081935
GAL | WDC11 | 0.0011437 | 0.00075803 | 0.0010146 | 0.001411 | 0.0013116 | 0.0011652 | 0.0011205 | 0.0012303 | 0.0012069 | 0.0015548 | 0.0023687 | 0.0025007
GAL | WDC12 | 0.00132 | 0.0014622 | 0.00069311 | 0.0015321 | 0.0010304 | 0.00081935 | 0.00039686 | 0.0010984 | 0.001397 | 0.0013758 | 0.0012818 | 0.00049754
GAL | WDC13 | 0.00078916 | 0.0013072 | 0.0013811 | 0.00077223 | 0.0012469 | 0.0017885 | 0.0019043 | 0.00081027 | 0.0013499 | 0.0018172 | 0.0007778 | 0.0016859
GAL | WDC14 | 0.00077417 | 0.0013667 | 0.00095158 | 0.0016 | 0.0013937 | 0.00073584 | 0.001528 | 7.7501e-05 | 0.0020377 | 0.0011218 | 0.0008857 | 0.00093414
GAL | WDC15 | 0.00099707 | 0.0016694 | 0.0010352 | 0.00091851 | 0.0019119 | 0.0016451 | 0.0016159 | 0.00033794 | 0.0009447 | 0.0010699 | 0.0013839 | 0.0014035
GAL | WDC16 | 0.00084855 | 0.001487 | 0.0010851 | 0.0015423 | 0.00085414 | 0.0014272 | 0.0018512 | 0.00046251 | 0.0018542 | 0.0011887 | 0.00097798 | 0.0018953
GAL | WDC17 | 0.0010604 | 0.001441 | 0.0012588 | 0.0012363 | 0.0017795 | 0.002007 | 0.0013904 | 0.00074754 | 0.0021092 | 0.001012 | 0.0013133 | 0.0020629
GAL | WDC18 | 0.0012636 | 0.0010829 | 0.0010632 | 0.0016562 | 0.0015029 | 0.0031984 | 0.0017045 | 0.0012339 | 0.0020561 | 0.0011497 | 0.0019931 | 0.0015641
GAL | WDC19 | 0.0029297 | 0.0016974 | 0.0018694 | 0.00247 | 0.00077206 | 0.0024686 | 0.0016443 | 0.00049237 | 0.0013493 | 0.0014096 | 0.0016216 | 0.0010884
GAL | WDC20 | 0.0015944 | 0.0013371 | 0.0014409 | 0.0019122 | 0.00073738 | 0.001019 | 0.00077671 | 0.0011923 | 0.0014462 | 0.00096547 | 0.0013311 | 0.0013233
GAL | WDC21 | 0.0018004 | 0.0024119 | 0.0019335 | 0.0016646 | 0.0015449 | 0.0027298 | 0.0011692 | 0.0014039 | 0.0012436 | 0.00089557 | 0.0027476 | 0.00090768
GAL | WDC22 | 0.0031111 | 0.0016312 | 0.0017324 | 0.0017951 | 0.001999 | 0.0011802 | 0.001286 | 0.0018037 | 0.0019201 | 0.0016608 | 0.0020507 | 0.0026338
GAL | WDC23 | 0.0016963 | 0.002672 | 0.0023354 | 0.0015693 | 0.0017427 | 0.0012851 | 0.0029716 | 0.0021425 | 0.001728 | 0.0023211 | 0.001951 | 0.0010526
GAL | WDC24 | 0.0010314 | 0.0010677 | 0.0010273 | 0.0021204 | 0.0020114 | 0.0022865 | 0.001748 | 0.0014673 | 0.001648 | 0.0029492 | 0.0026165 | 0.0012187
GAL | WDC25 | 0.0016883 | 0.0013804 | 0.0010379 | 0.0017409 | 0.001317 | 0.0014178 | 0.00089113 | 0.0013385 | 0.0011286 | 0.0012854 | 0.00061251 | 0.002336
GAL | WDC26 | 0.00039745 | 0.00031528 | 0.0009078 | 0.0015302 | 0.00093317 | 0.0015373 | 0.00063578 | 0.001591 | 0.0010072 | 0.00066311 | 0.0010544 | 0.0014282
GAL | WDC27 | 0.00054746 | 0.00043965 | 0.0010665 | 0.00048968 | 0.00034898 | 0.0012413 | 0.0015481 | 0.00040933 | 0.0010586 | 0.00071609 | 0.00050179 | 0.00054252
GAL | WDC28 | 0.0019417 | 0.0007498 | 0.00038777 | 0.000723 | 0.00026383 | 0.0014793 | 0.00049337 | 0.0017035 | 0.00076461 | 0.0002702 | 0.00075314 | 0.0010003
GAL | WDC29 | 0.0014245 | 0.00069651 | 0.00054892 | 0.00070062 | 0.0004589 | 0.00039265 | 0.00057595 | 0.002039 | 0.00051677 | 0.0010647 | 0.00074109 | 0.0026768
GAL | WDC30 | 0.00034847 | 0.0014791 | 0.0015969 | 0.0010196 | 0.0013135 | 0.0012933 | 0.00055685 | 0.0016291 | 0.0014146 | 0.00080272 | 0.00095554 | 0.00078892
GAL | WDC31 | 0.001341 | 0.0021717 | 0.0013113 | 0.00099554 | 0.00062918 | 0.00096102 | 0.0011215 | 0.0020253 | 0.0017786 | 0.001125 | 0.0009637 | 0.00071858
GAL | WDC32 | 0.0012287 | 0.0015247 | 0.0018963 | 0.0024084 | 0.0015285 | 0.00098442 | 0.0016083 | 0.0017134 | 0.0017074 | 0.0019085 | 0.0020296 | 0.0014971
GAL | WDC33 | 0.001173 | 0.0010307 | 0.0013772 | 0.001846 | 0.00086519 | 0.0011048 | 0.0020587 | 0.0019671 | 0.0013788 | 0.0025548 | 0.0014598 | 0.0016385
GAL | WDC34 | 0.00090647 | 0.0023175 | 0.0019194 | 0.001172 | 0.0020552 | 0.0020362 | 0.0018465 | 0.0013042 | 0.0018975 | 0.00076815 | 0.0019408 | 0.0015143
GAL | WDC35 | 0.0015069 | 0.000765 | 0.0009591 | 0.0010076 | 0.0013574 | 0.00073615 | 0.00098672 | 0.0015746 | 0.0012999 | 0.0016695 | 0.0018222 | 0.00099049
GAL | WDC36 | 0.0023075 | 0.0012357 | 0.0010438 | 0.00095374 | 0.00064349 | 0.001265 | 0.00092302 | 0.0012193 | 0.0017647 | 0.0011295 | 0.0011974 | 0.0018598
GAL | WDC37 | 0.0014884 | 0.0011676 | 0.0011775 | 0.001809 | 0.0021886 | 0.0008205 | 0.0014792 | 0.0011483 | 0.0017348 | 0.0010959 | 0.00097289 | 0.00094727
GAL | WDC38 | 0.0026339 | 0.00083865 | 0.0014007 | 0.0023479 | 0.0012599 | 0.00076939 | 0.0018198 | 0.0010046 | 0.0018205 | 0.0010335 | 0.0012565 | 0.00095679
GAL | WDC39 | 0.0025563 | 0.0014331 | 0.0017733 | 0.00097528 | 0.0012359 | 0.0018935 | 0.0011394 | 0.00088585 | 0.0016946 | 0.001325 | 0.001599 | 0.0031079
GAL | WDC40 | 0.0023294 | 0.001531 | 0.0012286 | 0.0015166 | 0.0010304 | 0.0014682 | 0.00096469 | 0.0022715 | 0.0014068 | 0.0015286 | 0.0024473 | 0.00080323
GAL | WDC41 | 0.0014851 | 0.0012363 | 0.0024503 | 0.0018908 | 0.0017928 | 0.0019878 | 0.0013684 | 0.00089005 | 0.0013437 | 0.0019283 | 0.0015746 | 0.0019463
GAL | WDC42 | 0.0026182 | 0.0015711 | 0.0018179 | 0.0017965 | 0.0023406 | 0.0022763 | 0.0020859 | 0.00093119 | 0.0024325 | 0.0016662 | 0.0013957 | 0.0018918
GAL | WDC43 | 0.002057 | 0.0020826 | 0.001575 | 0.0012537 | 0.0019527 | 0.0025708 | 0.0014462 | 0.0006556 | 0.0018243 | 0.001419 | 0.0019322 | 0.0018192
GAL | WDC44 | 0.0029587 | 0.0020931 | 0.0020097 | 0.00057095 | 0.0014381 | 0.0019257 | 0.0016309 | 0.0013804 | 0.0011186 | 0.0013245 | 0.0012341 | 0.00079238
GAL | WDC45 | 0.001214 | 0.001139 | 0.0021191 | 0.0019847 | 0.0021829 | 0.002058 | 0.0016613 | 0.00077445 | 0.0021501 | 0.0013434 | 0.0015262 | 0.00063706
GAL | WDC46 | 0.0016922 | 0.0019508 | 0.0017226 | 0.0022579 | 0.0014699 | 0.00097313 | 0.001039 | 0.0014756 | 0.001846 | 0.0014874 | 0.0018684 | 0.0012775
GAL | WDC47 | 0.0019981 | 0.0024639 | 0.0011046 | 0.0014352 | 0.0010118 | 0.0019911 | 0.0017416 | 0.00068719 | 0.0020166 | 0.0018036 | 0.0016717 | 0.0020986
GAL | WDC48 | 0.0019294 | 0.0011621 | 0.0017442 | 0.0015324 | 0.0011325 | 0.0018028 | 0.0023854 | 0.0011233 | 0.002841 | 0.0020106 | 0.0025298 | 0.0015171
GAL | WDC49 | 0.00096468 | 0.0018089 | 0.0013556 | 0.0012783 | 0.0012282 | 0.0012374 | 0.0012154 | 0.0021572 | 0.0014623 | 0.0016158 | 0.001293 | 0.0018944
GAL | WDC50 | 0.0026153 | 0.0017966 | 0.00044237 | 0.00049137 | 0.0011068 | 0.00049973 | 0.00061172 | 0.0011374 | 0.0011905 | 0.0011279 | 0.0018259 | 0.001921
GAL | WDC51 | 0.0021248 | 0.00062925 | 0.00029292 | 0.0006874 | 0.00028608 | 0.0013637 | 0.00037902 | 0.0024962 | 0.00065857 | 0.00053762 | 0.00053263 | 0.0009561
GAL | WDC52 | 0.0015341 | 0.00053908 | 0.00027775 | 0.0003938 | 0.00060418 | 0.0013948 | 0.00012937 | 0.001162 | 0.00062882 | 0.0017953 | 0.00079862 | 0.0010839
GAL | WDC53 | 0.00086978 | 0.00083336 | 0.00085627 | 0.00040481 | 0.00053213 | 0.0011082 | 0.00051401 | 0.00077802 | 0.00068378 | 0.00067165 | 0.0011171 | 0.00059217
GAL | WDC54 | 0.00064077 | 0.00086322 | 0.001305 | 0.0003058 | 0.00092816 | 0.001145 | 0.00074482 | 0.0016321 | 0.00091051 | 0.0015236 | 0.0019073 | 0.00028085
GAL | WDC55 | 0.0021708 | 0.001301 | 0.00081638 | 0.00066787 | 0.0015208 | 0.0013825 | 0.0014908 | 0.0015113 | 0.00053257 | 0.00064679 | 0.0015062 | 0.00049815
GAL | WDC56 | 0.0012306 | 0.0011821 | 0.00064083 | 0.0016219 | 0.0013001 | 0.0012771 | 0.001355 | 0.0015853 | 0.0017416 | 0.0014226 | 0.001895 | 0.00070637
GAL | WDC57 | 0.0020997 | 0.0013501 | 0.0015341 | 0.0016944 | 0.0014442 | 0.001024 | 0.0021771 | 0.0013234 | 0.0027833 | 0.0012869 | 0.00076 | 0.0022034
GAL | WDC58 | 0.0011213 | 0.0018972 | 0.0016941 | 0.0010939 | 0.0023718 | 0.0016458 | 0.0018826 | 0.0014634 | 0.0025219 | 0.0021254 | 0.0017883 | 0.00048128
GAL | WDC59 | 0.0016623 | 0.00097056 | 0.00070608 | 0.00087401 | 0.0015985 | 0.00039169 | 0.00091215 | 0.0015703 | 0.00087854 | 0.0010031 | 0.0012734 | 0.0010105
GAL | WDC60 | 0.0018167 | 0.00040671 | 0.00057606 | 0.0016509 | 0.0013802 | 0.0009143 | 0.0017512 | 0.0019039 | 0.00086308 | 0.0016519 | 0.00079872 | 0.0019297
GAL | WDC61 | 0.00094468 | 0.0018243 | 0.0020091 | 0.0019501 | 0.0014317 | 0.0012239 | 0.0021865 | 0.0013253 | 0.0014834 | 0.00077348 | 0.00090175 | 0.001919
GAL | WDC62 | 0.00068583 | 0.0016203 | 0.00082923 | 0.0018284 | 0.00059838 | 0.001235 | 0.001098 | 0.00057593 | 0.0016876 | 0.00099945 | 0.001352 | 0.0014839
GAL | WDC63 | 0.00072662 | 0.0013026 | 0.0014759 | 0.001905 | 0.0013021 | 0.0011071 | 0.0025868 | 0.00086009 | 0.0014272 | 0.0018228 | 0.0013646 | 0.0022725
GAL | WDC64 | 0.0010645 | 0.0016014 | 0.0010863 | 0.0015562 | 0.0016438 | 0.00215 | 0.0028661 | 0.00077123 | 0.0016184 | 0.0022304 | 0.0018151 | 0.0013495
GAL | WDC65 | 0.002245 | 0.001425 | 0.0013489 | 0.0019501 | 0.0014257 | 0.0015908 | 0.0018007 | 0.0015683 | 0.00080007 | 0.0016178 | 0.0017136 | 0.0022882
GAL | WDC66 | 0.0013162 | 0.0014487 | 0.0020415 | 0.0014242 | 0.0020466 | 0.00099594 | 0.0013708 | 0.0015251 | 0.0020268 | 0.0017299 | 0.00079901 | 0.0010333
GAL | WDC67 | 0.0014688 | 0.0027516 | 0.0014476 | 0.0011848 | 0.0018001 | 0.0018017 | 0.00092876 | 0.0015255 | 0.00095814 | 0.0011611 | 0.0018751 | 0.001332
GAL | WDC68 | 0.00080993 | 0.00099665 | 0.0017015 | 0.001272 | 0.00081636 | 0.0019225 | 0.0012326 | 0.0012973 | 0.0014934 | 0.0013135 | 0.0025051 | 0.0020669
GAL | WDC69 | 0.0016214 | 0.0028958 | 0.0020717 | 0.001314 | 0.00089069 | 0.0012391 | 0.0011818 | 0.0012205 | 0.0016775 | 0.0010643 | 0.0010275 | 0.0017341
GAL | WDC70 | 0.0018724 | 0.0015199 | 0.0016184 | 0.0015164 | 0.0017665 | 0.0024534 | 0.0015753 | 0.001813 | 0.001869 | 0.0019199 | 0.0020289 | 0.0013439
GAL | WDC71 | 0.0020148 | 0.0016552 | 0.0017394 | 0.0025286 | 0.0019868 | 0.0022401 | 0.0013395 | 0.0015463 | 0.0015961 | 0.0017312 | 0.0014729 | 0.0024333
GAL | WDC72 | 0.0016169 | 0.0026852 | 0.0008422 | 0.0028038 | 0.0021467 | 0.0016328 | 0.00191 | 0.0011908 | 0.0013537 | 0.0029036 | 0.0026629 | 0.0010959
GAL | WDC73 | 0.0019222 | 0.0015634 | 0.00063611 | 0.0011717 | 0.0017344 | 0.0013449 | 0.00075342 | 0.0011227 | 0.0013645 | 0.0015869 | 0.00039045 | 0.0013718
GAL | WDC74 | 0.0023511 | 0.00043964 | 0.00076625 | 0.0016022 | 0.0005258 | 0.00076014 | 0.00051131 | 0.001334 | 0.0012706 | 0.001208 | 0.00054472 | 0.0013773
GAL | WDC75 | 0.00026793 | 0.00085695 | 0.0014639 | 0.00046466 | 0.0010302 | 0.00073227 | 0.00057919 | 0.0013693 | 0.0011563 | 0.00046273 | 0.00065808 | 0.00084755
GAL | WDC76 | 0.0005782 | 0.00089069 | 0.00020919 | 0.00065797 | 0.00036839 | 0.00075795 | 0.0013304 | 0.00061004 | 0.00065157 | 0.00085897 | 0.00087924 | 0.0012315
GAL | WDC77 | 0.00053343 | 0.0013305 | 0.0010644 | 0.00055851 | 0.00067758 | 0.00073444 | 0.00045754 | 0.0013404 | 0.00019971 | 0.00042606 | 0.00071449 | 0.0008976
GAL | WDC78 | 0.00020575 | 0.0011378 | 0.0012443 | 0.00018863 | 0.00074179 | 0.0007878 | 0.00073948 | 0.0016679 | 0.00066248 | 0.00062525 | 0.0020437 | 0.0014007
GAL | WDC79 | 0.00063314 | 0.0009857 | 0.0014494 | 0.0010682 | 0.0016187 | 0.0012604 | 0.001278 | 0.0020139 | 0.00075007 | 0.0016821 | 0.0013367 | 0.00075015
GAL | WDC80 | 0.0018276 | 0.0010605 | 0.001434 | 0.000613 | 0.0027297 | 0.0022082 | 0.0008872 | 0.0013055 | 0.0030764 | 0.0011351 | 0.0010447 | 0.0013349
GAL | WDC81 | 0.0013321 | 0.00074826 | 0.0015778 | 0.0012097 | 0.001365 | 0.0019482 | 0.0016039 | 0.001403 | 0.00099141 | 0.00073947 | 0.0010063 | 0.0016501
GAL | WDC82 | 0.0019019 | 0.0030344 | 0.0014172 | 0.0016788 | 0.0011227 | 0.0024636 | 0.0013383 | 0.0018035 | 0.0014165 | 0.0014811 | 0.0015893 | 0.0018648
GAL | WDC83 | 0.0026971 | 0.0017249 | 0.00026255 | 0.0014287 | 0.0023657 | 0.00089294 | 0.00085458 | 0.0016091 | 0.0015517 | 0.001093 | 0.0016327 | 0.00091666
GAL | WDC84 | 0.0022379 | 0.0010406 | 0.0012864 | 0.0011541 | 0.0015971 | 0.0012046 | 0.0012257 | 0.0015786 | 0.0014029 | 0.0013401 | 0.00092182 | 0.0020005
GAL | WDC85 | 0.0016872 | 0.0011652 | 0.0011987 | 0.0014732 | 0.00098098 | 0.0012336 | 0.00067217 | 0.0015353 | 0.00082297 | 0.0012244 | 0.00094663 | 0.0019205
GAL | WDC86 | 0.0013086 | 0.0013295 | 0.0010109 | 0.00097298 | 0.00089669 | 0.0010317 | 0.0010727 | 0.00063414 | 0.00078403 | 0.001314 | 0.0010052 | 0.0012908
GAL | WDC87 | 0.001348 | 0.0012923 | 0.0022068 | 0.00069845 | 0.0011746 | 0.00099811 | 0.00059697 | 0.00086826 | 0.0012599 | 0.0013589 | 0.0014391 | 0.0014648
GAL | WDC88 | 0.00058744 | 0.0011458 | 0.0010143 | 0.0013475 | 0.0012271 | 0.00099694 | 0.00093762 | 0.00070046 | 0.0016571 | 0.00086801 | 0.0019088 | 0.0013872
GAL | WDC89 | 0.0016319 | 0.001091 | 0.0020182 | 0.0011534 | 0.0014675 | 0.0018683 | 0.00081359 | 0.0010598 | 0.0019253 | 0.0014403 | 0.0016797 | 0.00155
GAL | WDC90 | 0.0017153 | 0.0012416 | 0.0015105 | 0.0026101 | 0.0016451 | 0.0014048 | 0.0016139 | 0.0016357 | 0.0024889 | 0.0016201 | 0.0022012 | 0.0012261
GAL | WDC91 | 0.0016602 | 0.0020099 | 0.0012577 | 0.0015958 | 0.0025944 | 0.0013108 | 0.0017397 | 0.001056 | 0.0014614 | 0.0026187 | 0.0024573 | 0.0012941
GAL | WDC92 | 0.00090893 | 0.0019283 | 0.0017648 | 0.0019452 | 0.0017216 | 0.0020205 | 0.0018204 | 0.00046952 | 0.0029689 | 0.0012037 | 0.0017684 | 0.00073701
GAL | WDC93 | 0.0018556 | 0.001595 | 0.001567 | 0.0016002 | 0.0019241 | 0.00098968 | 0.0017214 | 0.00098024 | 0.0022667 | 0.0010588 | 0.0021683 | 0.0020677
GAL | WDC94 | 0.0015758 | 0.0018362 | 0.0016307 | 0.0013521 | 0.00087442 | 0.0012945 | 0.00066543 | 0.0026461 | 0.0016653 | 0.00093483 | 0.0014973 | 0.0020046
GAL | WDC95 | 0.00088288 | 0.00098262 | 0.0017933 | 0.0020609 | 0.0020349 | 0.0020868 | 0.0018832 | 0.0014188 | 0.0016579 | 0.0013731 | 0.0022313 | 0.0014765
GAL | WDC96 | 0.000484 | 0.0010326 | 0.0012426 | 0.0019721 | 0.002235 | 0.0018038 | 0.0020023 | 0.0010357 | 0.0023552 | 0.0028616 | 0.0012765 | 0.0014419
GAL | WDC97 | 0.00063155 | 0.00083468 | 0.00080987 | 0.001197 | 0.0020493 | 0.0014179 | 0.0019666 | 0.0011584 | 0.0014251 | 0.0012845 | 0.0010805 | 0.00079071
GAL | WDC98 | 0.00075234 | 0.0013722 | 0.00092068 | 0.00060332 | 0.0011658 | 0.001407 | 0.00093848 | 0.00066353 | 0.00054453 | 0.00045257 | 0.00055235 | 0.0010119
GAL | WDC99 | 0.00066505 | 0.00096838 | 0.00059801 | 8.412e-05 | 0.00021337 | 0.00082882 | 0.00049649 | 0.0014243 | 0.00094463 | 0.00052745 | 0.00056664 | 0.00031103
GAL | WDC100 | 0.00033248 | 0.00089584 | 0.0014759 | 0.00049156 | 0.00095524 | 0.00084839 | 0.00086475 | 0.0019113 | 0.00096181 | 0.00064546 | 0.00098992 | 0.00063754
GAL | WDC101 | 0.0005937 | 0.00080344 | 0.001338 | 0.00046603 | 0.00087375 | 0.00084726 | 0.0016786 | 0.00088937 | 0.0013518 | 0.00088754 | 0.00072422 | 0.00058173
GAL | WDC102 | 0.00067599 | 0.0010226 | 0.0012844 | 0.00057145 | 0.0007007 | 0.00050948 | 0.0010456 | 0.0018375 | 0.0014895 | 0.00092773 | 0.00034493 | 0.0029664
GAL | WDC103 | 0.0014604 | 0.0013258 | 0.0011832 | 0.0009144 | 0.0013567 | 0.0012526 | 0.0013902 | 0.0017688 | 0.0011977 | 0.00085385 | 0.0021248 | 0.0026487
GAL | WDC104 | 0.00058089 | 0.0024831 | 0.0014253 | 0.0007589 | 0.0015001 | 0.0023394 | 0.0013836 | 0.0012065 | 0.0020359 | 0.00092229 | 0.002772 | 0.0010376
GAL | WDC105 | 0.00082328 | 0.0015639 | 0.0020558 | 0.0011435 | 0.001352 | 0.00099228 | 0.001195 | 0.0013636 | 0.00066585 | 0.0020955 | 0.0014313 | 0.001213
GAL | WDC106 | 0.00132 | 0.0008738 | 0.0012865 | 0.0010243 | 0.0032943 | 0.0014268 | 0.0014468 | 0.00070508 | 0.0019661 | 0.0027029 | 0.0015622 | 0.0012983
GAL | WDC107 | 0.0015003 | 0.00049024 | 0.001273 | 0.0010707 | 0.00085109 | 0.00088603 | 0.001279 | 0.00072198 | 0.0011104 | 0.00087301 | 0.0025627 | 0.0024626
GAL | WDC108 | 0.001554 | 0.00082601 | 0.0015639 | 0.00081378 | 0.0011355 | 0.0012441 | 0.0010091 | 0.0014767 | 0.00093406 | 0.0013271 | 0.0010403 | 0.00069893
GAL | WDC109 | 0.0008065 | 0.0012829 | 0.0016369 | 0.00077601 | 0.00119 | 0.0011006 | 0.0015408 | 0.0012959 | 0.0024959 | 0.00099392 | 0.0013222 | 0.0019747
GAL | WDC110 | 0.0013293 | 0.0012688 | 0.0019956 | 0.0016024 | 0.0019356 | 0.00086155 | 0.0030058 | 0.00131 | 0.0014694 | 0.0010272 | 0.0012073 | 0.00049905
GAL | WDC111 | 0.00058873 | 0.0014091 | 0.0012303 | 0.0012775 | 0.0012174 | 0.00099536 | 0.0019527 | 0.0004571 | 0.002282 | 0.0011484 | 0.0020933 | 0.0012702
GAL | WDC112 | 0.00081592 | 0.0010897 | 0.0019837 | 0.00050392 | 0.0019552 | 0.0008107 | 0.0012279 | 0.00092892 | 0.0015742 | 0.0011162 | 0.0012531 | 0.0013616
GAL | WDC113 | 0.0010728 | 0.0010331 | 0.0015052 | 0.0008664 | 0.0021311 | 0.0013186 | 0.0012192 | 0.0011172 | 0.0023202 | 0.0018155 | 0.00229 | 0.0014165
GAL | WDC114 | 0.0013642 | 0.0007242 | 0.0016964 | 0.001476 | 0.0021822 | 0.0017529 | 0.0026618 | 0.0007497 | 0.0018752 | 0.0015827 | 0.0013636 | 0.0010301
GAL | WDC115 | 0.0014016 | 0.0017317 | 0.00094326 | 0.0022299 | 0.0017227 | 0.001968 | 0.0030357 | 0.00084238 | 0.0014472 | 0.0013974 | 0.0012459 | 0.0013638
GAL | WDC116 | 0.0021497 | 0.0015171 | 0.0016715 | 0.001432 | 0.0014022 | 0.001799 | 0.0018423 | 0.0022607 | 0.00085499 | 0.0015173 | 0.0011909 | 0.0013472
GAL | WDC117 | 0.0035287 | 0.0011869 | 0.0011942 | 0.0015754 | 0.0016306 | 0.0018573 | 0.0010754 | 0.00077301 | 0.0020535 | 0.0012347 | 0.0020139 | 0.0017902
GAL | WDC118 | 0.0016579 | 0.0020825 | 0.0016069 | 0.0021996 | 0.0022332 | 0.0014098 | 0.0009254 | 0.0010568 | 0.0024414 | 0.0019141 | 0.0013672 | 0.0016383
GAL | WDC119 | 0.00075614 | 0.001491 | 0.0014994 | 0.0023955 | 0.0026185 | 0.0020967 | 0.0019847 | 0.0016522 | 0.0017052 | 0.0012809 | 0.0015859 | 0.0020726
GAL | WDC120 | 0.0015322 | 0.0017551 | 0.0015919 | 0.0015601 | 0.0024793 | 0.0022607 | 0.0020298 | 0.00089 | 0.0015261 | 0.0018599 | 0.0015139 | 0.0023899
GAL | WEC1 | 0.0010073 | 0.0010615 | 0.0014536 | 0.0010508 | 0.0013002 | 0.001172 | 0.00094533 | 0.00055025 | 0.0013416 | 0.0024488 | 0.00030754 | 0.0011555
GAL | WEC2 | 0.00052708 | 0.00085441 | 0.00086758 | 0.00082641 | 0.0011479 | 0.0010788 | 0.00093969 | 0.00118 | 0.00084211 | 0.0010198 | 0.00080517 | 0.0013647
GAL | WEC3 | 0.00079911 | 0.00060913 | 0.00056328 | 0.0006468 | 0.00057569 | 0.0016493 | 0.00033433 | 0.0010736 | 0.00096976 | 0.00047267 | 0.00052969 | 0.00055082
GAL | WEC4 | 0.00030619 | 0.00039036 | 0.00040349 | 0.0002266 | 0.00069559 | 0.0011161 | 0.0010242 | 0.0013442 | 0.0017944 | 0.00081167 | 0.00056716 | 0.0005096
GAL | WEC5 | 0.00054705 | 0.00020747 | 0.00083661 | 0.00063593 | 0.00097955 | 0.00042453 | 0.00029198 | 0.00063626 | 0.00087255 | 0.00090317 | 0.00050203 | 0.0013602
GAL | WEC6 | 0.000698 | 0.00022297 | 0.001206 | 0.00053331 | 0.0011245 | 0.00098391 | 0.00094347 | 0.0015635 | 0.0017062 | 0.0013805 | 0.00098073 | 0.00076287
GAL | WEC7 | 0.001842 | 0.00078214 | 0.0022728 | 0.0012757 | 0.0013748 | 0.0012054 | 0.00084209 | 0.0014436 | 0.0021033 | 0.0013086 | 0.0013271 | 0.00057275
GAL | WEC8 | 0.0018901 | 0.00119 | 0.0014977 | 0.00074546 | 0.0019923 | 0.0017053 | 0.00087525 | 0.001844 | 0.00071851 | 0.0017916 | 0.0020269 | 0.00084219
GAL | WEC9 | 0.00095814 | 0.001844 | 0.001733 | 0.00085269 | 0.0013402 | 0.00071801 | 0.0010824 | 0.001817 | 0.00098163 | 0.0019907 | 0.00058479 | 0.00089862
GAL | WEC10 | 0.00094881 | 0.0011255 | 0.0015537 | 0.0020267 | 0.00087992 | 0.0026901 | 0.0013362 | 0.0010844 | 0.0024548 | 0.0020745 | 0.0013375 | 0.00048478
GAL | WEC11 | 0.0011021 | 0.0024126 | 0.0013474 | 0.00093313 | 0.001474 | 0.0014378 | 0.0010908 | 0.0023118 | 0.0013638 | 0.0026543 | 0.0010808 | 0.00097517
GAL | WEC12 | 0.00054843 | 0.0012048 | 0.0019334 | 0.0012543 | 0.001693 | 0.0017792 | 0.00049562 | 0.0010768 | 0.0018503 | 0.00051005 | 0.0014056 | 0.0015702
GAL | WEC13 | 0.0006078 | 0.00082206 | 0.0013409 | 0.0020268 | 0.0015833 | 0.0020837 | 0.0013927 | 0.0014394 | 0.0019139 | 0.0016784 | 0.0017166 | 0.00076615
GAL | WEC14 | 0.0011681 | 0.00081118 | 0.0011105 | 0.0012145 | 0.0014006 | 0.00054932 | 0.0016304 | 0.0012801 | 0.0017279 | 0.0012198 | 0.0014563 | 0.0013199
GAL | WEC15 | 0.00093606 | 0.001024 | 0.0016859 | 0.00093727 | 0.00161 | 0.00075449 | 0.0019158 | 0.0012179 | 0.0014254 | 0.0018311 | 0.0025372 | 0.0011183
GAL | WEC16 | 0.0012572 | 0.002086 | 0.0010179 | 0.001451 | 0.0018389 | 0.00065919 | 0.0014481 | 0.0010155 | 0.0012785 | 0.0025248 | 0.002365 | 0.0010368
GAL | WEC17 | 0.00090181 | 0.0013353 | 0.0019442 | 0.0017807 | 0.0014712 | 0.002142 | 0.00063676 | 0.00055037 | 0.0018611 | 0.0015385 | 0.0011244 | 0.00096814
GAL | WEC18 | 0.0012713 | 0.00052545 | 0.0019425 | 0.00179 | 0.0014351 | 0.0015871 | 0.0013832 | 0.0014695 | 0.0022869 | 0.0012754 | 0.00091683 | 0.0021955
GAL | WEC19 | 0.00086278 | 0.0010666 | 0.0017859 | 0.0023468 | 0.0015639 | 0.0026566 | 0.0013121 | 0.0013209 | 0.0015734 | 0.0016319 | 0.0015674 | 0.0016682
GAL | WEC20 | 0.0014509 | 0.0016316 | 0.0025879 | 0.0020375 | 0.0014442 | 0.00099309 | 0.001794 | 0.001993 | 0.0015386 | 0.0010182 | 0.00099154 | 0.00095936
GAL | WEC21 | 0.0020587 | 0.0010756 | 0.0012227 | 0.0028705 | 0.0032632 | 0.0010737 | 0.0016082 | 0.00081203 | 0.0022826 | 0.001889 | 0.0022974 | 0.0017888
GAL | WEC22 | 0.0013766 | 0.0011873 | 0.002018 | 0.0019749 | 0.0011298 | 0.0015398 | 0.0013847 | 0.0014135 | 0.0019864 | 0.0021499 | 0.0007934 | 0.001571
GAL | WEC23 | 0.0017664 | 0.0010846 | 0.0018033 | 0.0016577 | 0.0010257 | 0.001722 | 0.0022336 | 0.0010604 | 0.0020407 | 0.0023065 | 0.0017222 | 0.001229
GAL | WEC24 | 0.0018626 | 0.0011828 | 0.0012026 | 0.002213 | 0.0010491 | 0.0024847 | 0.0018683 | 0.0017073 | 0.0019975 | 0.0024049 | 0.0012013 | 0.0014298
GAL | WEC25 | 0.0011199 | 0.0011262 | 0.00081006 | 0.0020649 | 0.0012659 | 0.0012537 | 0.0015353 | 0.00062452 | 0.00060298 | 0.0016761 | 0.00099622 | 0.00072308
GAL | WEC26 | 0.00081742 | 0.0011682 | 0.00015896 | 0.0013891 | 0.0010543 | 0.0010149 | 0.00055458 | 0.0013392 | 0.00080568 | 0.0015767 | 0.00078025 | 0.00095181
GAL | WEC27 | 0.00028371 | 0.00097124 | 0.0004376 | 0.0011553 | 0.00099069 | 0.0012017 | 0.00062767 | 0.00086315 | 0.00096335 | 0.00040729 | 0.00063276 | 0.00058962
GAL | WEC28 | 0.00038927 | 0.00069269 | 0.00044908 | 0.00086803 | 0.00033581 | 0.00067235 | 0.0011832 | 0.00086489 | 0.00098567 | 0.0012679 | 0.00045507 | 0.00095738
GAL | WEC29 | 0.00069389 | 0.00081478 | 0.0014627 | 0.0010526 | 0.00033525 | 0.00084287 | 0.00035416 | 0.0010627 | 0.00079623 | 0.00028126 | 0.00046267 | 0.00069039
GAL | WEC30 | 0.00097812 | 0.0003248 | 0.00091138 | 0.00060003 | 0.00045008 | 0.0017044 | 0.00094601 | 0.00081205 | 0.00068341 | 0.0016024 | 0.00057449 | 0.00086862
GAL | WEC31 | 0.00090994 | 0.00026512 | 0.0019417 | 0.0012306 | 0.0012697 | 0.0013077 | 0.00089865 | 0.00097795 | 0.0016614 | 0.0019565 | 0.0014005 | 0.0016969
GAL | WEC32 | 0.0011129 | 0.0016144 | 0.00097934 | 0.001664 | 0.0027103 | 0.00099476 | 0.00095879 | 0.0011383 | 0.0015669 | 0.0015591 | 0.0014276 | 0.00091884
GAL | WEC33 | 0.0016126 | 0.001571 | 0.0017153 | 0.0011257 | 0.0013565 | 0.0020358 | 0.0014322 | 0.0012777 | 0.00044046 | 0.001236 | 0.001519 | 0.0016281
GAL | WEC34 | 0.0022816 | 0.00071978 | 0.00077274 | 0.0014354 | 0.001548 | 0.0013754 | 0.002288 | 0.0016651 | 0.0017332 | 0.0013281 | 0.0015391 | 0.0011336
GAL | WEC35 | 0.00037807 | 0.0014047 | 0.00066918 | 0.0022263 | 0.0013984 | 0.0019889 | 0.0015049 | 0.0016416 | 0.0017866 | 0.001972 | 0.00070717 | 0.00094829
GAL | WEC36 | 0.00050196 | 0.0012925 | 0.00081977 | 0.0010066 | 0.00093378 | 0.0019905 | 0.0020993 | 0.0021674 | 0.0013329 | 0.00097631 | 0.0013439 | 0.00048691
GAL | WEC37 | 0.00098885 | 0.00099081 | 0.0018554 | 0.0018488 | 0.0022171 | 0.0010398 | 0.0015614 | 0.0014392 | 0.0020085 | 0.001536 | 0.0022824 | 0.0015541
GAL | WEC38 | 0.0011209 | 0.0014737 | 0.0018906 | 0.0012219 | 0.0022457 | 0.0010305 | 0.0013711 | 0.00096563 | 0.0015832 | 0.0014542 | 0.0018554 | 0.0013224
GAL | WEC39 | 0.00045225 | 0.00094084 | 0.00078848 | 0.0011226 | 0.0019419 | 0.0019386 | 0.0026829 | 0.0011716 | 0.0016147 | 0.0018079 | 0.0017078 | 0.0017104
GAL | WEC40 | 0.0023715 | 0.00078876 | 0.0012872 | 0.0021772 | 0.0011294 | 0.0010428 | 0.0010815 | 0.0017102 | 0.0018287 | 0.0010468 | 0.0016374 | 0.0016882
GAL | WEC41 | 0.002254 | 0.00081389 | 0.0016232 | 0.001738 | 0.00097925 | 0.001296 | 0.0015142 | 0.001606 | 0.0013453 | 0.0029016 | 0.0023755 | 0.0017212
GAL | WEC42 | 0.0019584 | 0.0012441 | 0.0013949 | 0.0026451 | 0.002322 | 0.0012544 | 0.001977 | 0.0019202 | 0.0017937 | 0.0017239 | 0.0016917 | 0.0013646
GAL | WEC43 | 0.0011874 | 0.0015921 | 0.0017714 | 0.001762 | 0.0026926 | 0.0020685 | 0.0014733 | 0.00068627 | 0.0026343 | 0.0022165 | 0.002904 | 0.0017191
GAL | WEC44 | 0.0016588 | 0.0010558 | 0.0013158 | 0.0020287 | 0.0019385 | 0.0022279 | 0.0017311 | 0.0018718 | 0.002072 | 0.0017859 | 0.0023612 | 0.0012371
GAL | WEC45 | 0.0011429 | 0.0010891 | 0.0008904 | 0.0019432 | 0.0024659 | 0.0011731 | 0.0015612 | 0.00065197 | 0.0011444 | 0.0013351 | 0.0011156 | 0.00084385
GAL | WEC46 | 0.0015557 | 0.0010724 | 0.0018977 | 0.0032948 | 0.0013465 | 0.0010408 | 0.002334 | 0.0013059 | 0.0016091 | 0.0018582 | 0.003401 | 0.0016133
GAL | WEC47 | 0.0010575 | 0.00090562 | 0.0019336 | 0.0017198 | 0.0026134 | 0.0023819 | 0.0026729 | 0.0020489 | 0.0021302 | 0.0014607 | 0.0027731 | 0.0020649
GAL | WEC48 | 0.0013037 | 0.0017608 | 0.0014315 | 0.0020771 | 0.0020911 | 0.0023238 | 0.0015338 | 0.002586 | 0.0019788 | 0.0018857 | 0.0014074 | 0.0013376
GAL | WDD1 | 0.0015329 | 0.0013002 | 0.00091133 | 0.0012673 | 0.0019487 | 0.0007065 | 0.0023782 | 0.001541 | 0.0010343 | 0.0020994 | 0.0012149 | 0.001787
GAL | WDD2 | 0.0022165 | 0.00066744 | 0.00065045 | 0.0010011 | 0.0013189 | 0.0020897 | 0.0010318 | 0.001893 | 0.00072493 | 0.00066905 | 0.0010193 | 0.00020272
GAL | WDD3 | 0.00075629 | 0.00066973 | 0.00043998 | 0.00073755 | 0.00076295 | 0.0013014 | 0.00070225 | 0.0023297 | 0.00069523 | 0.0017824 | 0.00071445 | 0.00080255
GAL | WDD4 | 0.00030777 | 0.00045581 | 0.00043975 | 0.00050607 | 0.00074781 | 0.00086688 | 0.0015605 | 0.0015954 | 0.0010004 | 0.00082488 | 0.00060439 | 0.00050629
GAL | WDD5 | 0.00071025 | 0.00037449 | 0.00050191 | 0.00048411 | 0.00074245 | 0.0009497 | 0.00087032 | 0.0011181 | 0.0007124 | 0.0007621 | 0.00093661 | 0.00036074
GAL | WDD6 | 0.00043952 | 0.0014613 | 0.0010827 | 0.00070122 | 0.00069346 | 0.0011582 | 0.0012779 | 0.0011359 | 0.0015628 | 0.00028616 | 0.00094355 | 0.0008823
GAL | WDD7 | 0.00094813 | 0.0011386 | 0.00036276 | 0.0014965 | 0.0014414 | 0.0022858 | 0.0020089 | 0.0017434 | 0.0013882 | 0.0011049 | 0.001403 | 0.0010396
GAL | WDD8 | 0.0016457 | 0.0014528 | 0.0013904 | 0.00082645 | 0.00081715 | 0.0020629 | 0.00096948 | 0.0025508 | 0.001412 | 0.0010864 | 0.00093231 | 0.0023093
GAL | WDD9 | 0.0014094 | 0.0012357 | 0.0017407 | 0.0023327 | 0.0018514 | 0.0014777 | 0.0020206 | 0.0010844 | 0.0022602 | 0.0018474 | 0.0004838 | 0.0010263
GAL | WDD10 | 0.00089642 | 0.001349 | 0.00039464 | 0.0021553 | 0.00052648 | 0.0014162 | 0.0016582 | 0.00094583 | 0.0018787 | 0.0008944 | 0.0020416 | 0.0012718
GAL | WDD11 | 0.0004784 | 0.0017362 | 0.00055981 | 0.00053342 | 0.0010486 | 0.00096665 | 0.00062059 | 0.0014654 | 0.0014647 | 0.0013313 | 0.0010509 | 0.0012347
GAL | WDD12 | 0.00078389 | 0.0011971 | 0.00040211 | 0.00096295 | 0.0013167 | 0.0020081 | 0.0015771 | 0.0018707 | 0.001562 | 0.001976 | 0.0016525 | 0.0019417
GAL | WDD13 | 0.0011466 | 0.0014582 | 0.0018368 | 0.0016406 | 0.0012976 | 0.0016943 | 0.0013222 | 0.0013546 | 0.00093544 | 0.001605 | 0.0011313 | 0.0012078
GAL | WDD14 | 0.00091626 | 0.0021227 | 0.0013695 | 0.0021693 | 0.0016396 | 0.0020325 | 0.00048771 | 0.0010984 | 0.00093325 | 0.001989 | 0.00089095 | 0.0017425
GAL | WDD15 | 0.0012331 | 0.0012469 | 0.0012484 | 0.0017467 | 0.0010527 | 0.0021766 | 0.0019755 | 0.00076473 | 0.00086341 | 0.0021327 | 0.0011156 | 0.00096624
GAL | WDD16 | 0.00077772 | 0.0013386 | 0.001228 | 0.0014701 | 0.001871 | 0.00085853 | 0.0011311 | 0.0015928 | 0.0020881 | 0.0011281 | 0.0011 | 0.0011091
GAL | WDD17 | 0.0006564 | 0.0010896 | 0.0010393 | 0.00074996 | 0.0013173 | 0.0015281 | 0.0015317 | 0.0017993 | 0.002164 | 0.0018658 | 0.0013522 | 0.0016515
GAL | WDD18 | 0.00066527 | 0.0014772 | 0.0018284 | 0.00091853 | 0.0011468 | 0.0016365 | 0.0014673 | 0.001518 | 0.0014794 | 0.0015349 | 0.0016618 | 0.0018017
GAL | WDD19 | 0.0025383 | 0.0011103 | 0.0020867 | 0.0016309 | 0.0010463 | 0.0016672 | 0.0022493 | 0.0019582 | 0.001427 | 0.0017169 | 0.0013162 | 0.0013307
GAL | WDD20 | 0.002437 | 0.0011929 | 0.0015467 | 0.001739 | 0.0017373 | 0.0019716 | 0.0015899 | 0.00078163 | 0.0026454 | 0.0027221 | 0.0011263 | 0.0011101
GAL | WDD21 | 0.0020476 | 0.0016103 | 0.0016568 | 0.00074061 | 0.0014963 | 0.0017465 | 0.00097986 | 0.0011019 | 0.0006435 | 0.0018855 | 0.0014509 | 0.0020393
GAL | WDD22 | 0.0023785 | 0.0015244 | 0.0020855 | 0.0022349 | 0.001096 | 0.0018005 | 0.0016772 | 0.002276 | 0.0012984 | 0.0025168 | 0.0011765 | 0.00065541
GAL | WDD23 | 0.0011788 | 0.0015383 | 0.0015614 | 0.0012338 | 0.0013533 | 0.0020183 | 0.0017251 | 0.0015562 | 0.0020817 | 0.0030686 | 0.0015808 | 0.0021812
GAL | WDD24 | 0.0013899 | 0.002183 | 0.0011097 | 0.0014461 | 0.0012431 | 0.0021166 | 0.0028204 | 0.0014582 | 0.0020331 | 0.0011533 | 0.0014726 | 0.0021122
GAL | WDD25 | 0.0012304 | 0.00056805 | 0.0011138 | 0.0019957 | 0.00088873 | 0.0011849 | 0.006947 | 0.0012272 | 0.0011762 | 0.0016419 | 0.00091673 | 0.00093896
GAL | WDD26 | 0.0015345 | 0.0012455 | 0.0004189 | 0.00087983 | 0.0002443 | 0.00052603 | 0.00062839 | 0.0017688 | 0.00096794 | 0.0012043 | 0.0010174 | 0.0011486
GAL | WDD27 | 0.0002198 | 0.0012041 | 0.00024053 | 0.001144 | 0.00052186 | 0.0014228 | 0.0014027 | 0.0012539 | 0.00058435 | 0.00079195 | 0.00083832 | 0.0010075
GAL | WDD28 | 7.6722e-05 | 0.00066732 | 0.00046066 | 0.00059018 | 0.00050737 | 0.0010312 | 0.0007866 | 0.0013133 | 0.00087523 | 0.0014558 | 0.00063144 | 0.00072181
GAL | WDD29 | 0.0001992 | 0.00068289 | 0.00068804 | 0.0005081 | 0.00048195 | 0.0010285 | 0.00031932 | 0.0016258 | 0.00052232 | 0.0018603 | 0.00043477 | 0.00042603
GAL | WDD30 | 0.00084966 | 0.00086775 | 0.00058193 | 0.00033282 | 0.0010959 | 0.00059277 | 0.0008096 | 0.002017 | 0.00089983 | 0.00080025 | 0.00042293 | 0.00081029
GAL | WDD31 | 0.00071136 | 0.0013985 | 0.0014349 | 0.00094693 | 0.00099433 | 0.001889 | 0.00095915 | 0.0020431 | 0.0010396 | 0.000669 | 0.0017737 | 0.0014086
GAL | WDD32 | 0.0010822 | 0.0011354 | 0.0011676 | 0.0021018 | 0.001808 | 0.0022204 | 0.0020117 | 0.00101 | 0.0017377 | 0.0011956 | 0.0019805 | 0.00080957
GAL | WDD33 | 0.00082235 | 0.0017629 | 0.0015757 | 0.0015977 | 0.0010347 | 0.0017278 | 0.0016192 | 0.0022273 | 0.00068106 | 0.002814 | 0.0011771 | 0.0014018
GAL | WDD34 | 0.0015879 | 0.00089753 | 0.0010099 | 0.0014172 | 0.0018749 | 0.0019774 | 0.0017057 | 0.001332 | 0.0031775 | 0.0012518 | 0.0015135 | 0.0016443
GAL | WDD35 | 0.0014159 | 0.0018625 | 0.0012899 | 0.0014438 | 0.001258 | 0.0013919 | 0.00093101 | 0.0010811 | 0.00086653 | 0.0016658 | 0.0017743 | 0.00081875
GAL | WDD36 | 0.0012787 | 0.00077448 | 0.0015128 | 0.00097089 | 0.00028725 | 0.0013333 | 0.00055217 | 0.0015194 | 0.0014034 | 0.0019616 | 0.0012298 | 0.0016438
GAL | WDD37 | 0.0011081 | 0.001258 | 0.0014421 | 0.0012987 | 0.0021189 | 0.00069155 | 0.0014488 | 0.00071995 | 0.001635 | 0.0021407 | 0.00086458 | 0.0019659
GAL | WDD38 | 0.0025143 | 0.001564 | 0.00075673 | 0.0013506 | 0.0012749 | 0.0012047 | 0.0015494 | 0.0013361 | 0.0013446 | 0.0016085 | 0.0011814 | 0.0011467
GAL | WDD39 | 0.00098316 | 0.0009481 | 0.0015131 | 0.001933 | 0.0010166 | 0.0012915 | 0.0015295 | 0.00088721 | 0.0016004 | 0.0017694 | 0.0011143 | 0.0010215
GAL | WDD40 | 0.0015542 | 0.00060281 | 0.0014302 | 0.0013031 | 0.0013058 | 0.0015068 | 0.0010213 | 0.0014508 | 0.0014063 | 0.0010898 | 0.0011901 | 0.0017406
GAL | WDD41 | 0.0013689 | 0.0015059 | 0.0017152 | 0.0011337 | 0.0012162 | 0.001441 | 0.00065685 | 0.0017467 | 0.0011638 | 0.0027281 | 0.0019045 | 0.0010734
GAL | WDD42 | 0.00069898 | 0.001613 | 0.0024563 | 0.0012362 | 0.0013127 | 0.0018938 | 0.0012133 | 0.0012256 | 0.0022453 | 0.0019332 | 0.0021303 | 0.00061998
GAL | WDD43 | 0.00077456 | 0.0020765 | 0.00090574 | 0.0027711 | 0.0012955 | 0.0018279 | 0.001285 | 0.0010946 | 0.0017579 | 0.0018735 | 0.0023274 | 0.00135
GAL | WDD44 | 0.00066941 | 0.0012511 | 0.0028705 | 0.0015238 | 0.0012764 | 0.0019682 | 0.0019126 | 0.0011779 | 0.002048 | 0.0019094 | 0.001164 | 0.0011174
GAL | WDD45 | 0.00091179 | 0.0019388 | 0.0019056 | 0.0013294 | 0.0020641 | 0.0011961 | 0.0012334 | 0.0013722 | 0.0009335 | 0.0013376 | 0.0017472 | 0.0010527
GAL | WDD46 | 0.0013536 | 0.00084371 | 0.0019323 | 0.0027225 | 0.0010543 | 0.002012 | 0.0012172 | 0.0026909 | 0.0014509 | 0.0015688 | 0.0015357 | 0.0015764
GAL | WDD47 | 0.0012928 | 0.00096529 | 0.0021902 | 0.00055135 | 0.0015926 | 0.0018948 | 0.0021395 | 0.0015844 | 0.0020624 | 0.0018789 | 0.001561 | 0.00066477
GAL | WDD48 | 0.001252 | 0.0017494 | 0.00056564 | 0.0015345 | 0.0022599 | 0.00261 | 0.0013794 | 0.0014259 | 0.0019367 | 0.0030785 | 0.0013378 | 0.0012612
GAL | WDD49 | 0.0010552 | 0.0019862 | 0.00039192 | 0.0017024 | 0.00090457 | 0.0011505 | 0.0019011 | 0.0016313 | 0.0016306 | 0.0013035 | 0.00095922 | 0.0016246
GAL | WDD50 | 0.00060379 | 0.0013331 | 0.00047557 | 0.0010985 | 0.00086604 | 0.0015118 | 0.0018577 | 0.0008369 | 0.00033574 | 0.0017006 | 0.00037094 | 0.001597
GAL | WDD51 | 0.0011967 | 0.0013596 | 0.00077703 | 0.00047852 | 0.00056559 | 0.00096033 | 0.00050633 | 0.00088864 | 0.0013775 | 0.00036847 | 0.0010509 | 0.00076746
GAL | WDD52 | 0.00020352 | 0.00057893 | 0.00084961 | 0.00033355 | 0.00036128 | 0.00064631 | 0.0016261 | 0.0011064 | 0.00089725 | 0.0010219 | 0.0007971 | 0.0016771
GAL | WDD53 | 0.00025387 | 0.00063875 | 0.0013944 | 0.00036597 | 0.00055167 | 0.00058861 | 0.0009521 | 0.0012536 | 0.00051612 | 0.00050178 | 0.00055493 | 0.0045853
GAL | WDD54 | 0.0006895 | 0.00066211 | 0.0011395 | 0.00052884 | 0.0010226 | 0.00071027 | 0.00060949 | 0.0018034 | 0.00069316 | 0.00060868 | 0.00075355 | 0.00082412
GAL | WDD55 | 0.00064874 | 0.0011041 | 0.0013339 | 0.00045552 | 0.0012737 | 0.0012863 | 0.00062922 | 0.0023997 | 0.0013988 | 0.0013967 | 0.001332 | 0.001046
GAL | WDD56 | 0.0016468 | 0.00055224 | 0.001311 | 0.0024386 | 0.0014882 | 0.0011448 | 0.0011172 | 0.002131 | 0.001296 | 0.0021309 | 0.0006643 | 0.00041354
GAL | WDD57 | 0.0010974 | 0.0019718 | 0.00086827 | 0.0010926 | 0.00075844 | 0.0012185 | 0.00071331 | 0.0021938 | 0.0011322 | 0.0011937 | 0.00060116 | 0.0014756
GAL | WDD58 | 0.0015936 | 0.0017806 | 0.001377 | 0.0014235 | 0.001651 | 0.0019842 | 0.001358 | 0.00090789 | 0.0011189 | 0.0022216 | 0.0006961 | 0.00080768
GAL | WDD59 | 0.001423 | 0.0016559 | 0.0009297 | 0.0016978 | 0.0012936 | 0.0012734 | 0.0011775 | 0.0013811 | 0.0014437 | 0.0012937 | 0.0007884 | 0.0016459
GAL | WDD60 | 0.00069425 | 0.00091143 | 0.0009541 | 0.0013481 | 0.00073673 | 0.00086993 | 0.00058788 | 0.0013997 | 0.0011906 | 0.0019809 | 0.00094792 | 0.0018569
GAL | WDD61 | 0.0015906 | 0.0020014 | 0.001161 | 0.0017472 | 0.00052346 | 0.0014179 | 0.00084471 | 0.001234 | 0.00095447 | 0.0011687 | 0.0017175 | 0.00071496
GAL | WDD62 | 0.0013069 | 0.00079587 | 0.0017436 | 0.0028382 | 0.001171 | 0.00077674 | 0.0013973 | 0.0011221 | 0.0020659 | 0.0013223 | 0.0011973 | 0.00094382
GAL | WDD63 | 0.0018645 | 0.0010509 | 0.001115 | 0.00064835 | 0.00091144 | 0.0012369 | 0.001488 | 0.0011186 | 0.0011006 | 0.0010666 | 0.00078545 | 0.0015537
GAL | WDD64 | 0.001642 | 0.0009272 | 0.0014669 | 0.0019294 | 0.0012613 | 0.0018384 | 0.0019413 | 0.0014231 | 0.0014472 | 0.00080139 | 0.0014632 | 0.0016079
GAL | WDD65 | 0.0012178 | 0.00099364 | 0.001038 | 0.0011064 | 0.00082532 | 0.0014794 | 0.002608 | 0.001094 | 0.001459 | 0.0017734 | 0.0010425 | 0.00084589
GAL | WDD66 | 0.0010089 | 0.001393 | 0.0018168 | 0.0012387 | 0.0011054 | 0.0026521 | 0.0015924 | 0.0020162 | 0.0016967 | 0.0021535 | 0.0012101 | 0.0013874
GAL | WDD67 | 0.0010535 | 0.0015895 | 0.0019733 | 0.0011638 | 0.0015238 | 0.0023967 | 0.00097883 | 0.00087576 | 0.0023612 | 0.0019072 | 0.0012044 | 0.0010761
GAL | WDD68 | 0.00063166 | 0.0016475 | 0.0016848 | 0.0014706 | 0.0013131 | 0.0015324 | 0.0013313 | 0.0018233 | 0.0011227 | 0.0018634 | 0.0010848 | 0.00095359
GAL | WDD69 | 0.0011646 | 0.0018992 | 0.0020087 | 0.0013156 | 0.001621 | 0.0020192 | 0.0010971 | 0.001507 | 0.0010061 | 0.00121 | 0.0013935 | 0.00041316
GAL | WDD70 | 0.0010153 | 0.0017104 | 0.0012589 | 0.0012592 | 0.0014309 | 0.0017952 | 0.0017375 | 0.002829 | 0.0015572 | 0.002413 | 0.0018574 | 0.0015769
GAL | WDD71 | 0.0013322 | 0.0018055 | 0.0017212 | 0.0029332 | 0.0017549 | 0.0027665 | 0.0017253 | 0.00071922 | 0.0015581 | 0.0032912 | 0.001474 | 0.0013191
GAL | WDD72 | 0.0017629 | 0.0019579 | 0.00081224 | 0.0017007 | 0.0014664 | 0.0012263 | 0.001933 | 0.0016206 | 0.0018501 | 0.0010479 | 0.00067061 | 0.0010247
GAL | WDD73 | 0.0015751 | 0.0012221 | 0.00038013 | 0.0011434 | 0.0017445 | 0.0015547 | 0.001148 | 0.0021425 | 0.0013828 | 0.00066398 | 0.00061208 | 0.0021882
GAL | WDD74 | 0.00054184 | 0.0012256 | 0.00058989 | 0.00060116 | 0.00033127 | 0.0016972 | 0.0010674 | 0.0011943 | 0.001511 | 0.00030704 | 0.00045109 | 0.001035
GAL | WDD75 | 0.0004225 | 0.00054235 | 0.00073696 | 0.00032439 | 0.00066437 | 0.00089481 | 0.00083194 | 0.0015656 | 0.0016295 | 0.00037625 | 0.00048269 | 0.00041027
GAL | WDD76 | 0.00032783 | 0.00096108 | 0.000563 | 0.00088709 | 0.00055904 | 0.00090288 | 0.0011133 | 0.00096073 | 0.00032298 | 0.00053182 | 0.0011829 | 0.001005
GAL | WDD77 | 0.00079006 | 0.0013421 | 0.0011646 | 0.00052492 | 0.0002778 | 0.00025362 | 0.0001629 | 0.0011363 | 0.00025616 | 0.00053353 | 0.00045199 | 0.00091903
GAL | WDD78 | 0.0007764 | 0.0010192 | 0.00055204 | 0.00063132 | 0.00029744 | 0.00055429 | 0.0013102 | 0.001431 | 0.00085461 | 0.0022894 | 0.00064195 | 0.00025254
GAL | WDD79 | 0.001278 | 0.0014325 | 0.0018998 | 0.0019102 | 0.00093792 | 0.001389 | 0.0011453 | 0.00084216 | 0.00077999 | 0.0015052 | 0.00048531 | 0.00080407
GAL | WDD80 | 0.0014864 | 0.0012134 | 0.0013154 | 0.00092151 | 0.0017299 | 0.0010569 | 0.00097635 | 0.0021149 | 0.0020419 | 0.00085624 | 0.0012629 | 0.00067204
GAL | WDD81 | 0.00061715 | 0.00082285 | 0.0016774 | 0.0020651 | 0.0016958 | 0.00097343 | 0.0011376 | 0.0011856 | 0.001594 | 0.0010309 | 0.00045047 | 0.00056578
GAL | WDD82 | 0.00077126 | 0.0016818 | 0.00093409 | 0.00087698 | 0.0014988 | 0.001009 | 0.00096779 | 0.0014666 | 0.0012849 | 0.0022665 | 0.0010833 | 0.0010514
GAL | WDD83 | 0.00098697 | 0.0015105 | 0.00084596 | 0.00071461 | 0.0016335 | 0.0015448 | 0.0012429 | 0.0013067 | 0.0011274 | 0.00050291 | 0.00089563 | 0.00046646
GAL | WDD84 | 0.00090962 | 0.0012523 | 0.00063184 | 0.0013132 | 0.0015125 | 0.0012756 | 0.0010877 | 0.0020066 | 0.0017152 | 0.0018133 | 0.00072416 | 0.0011477
GAL | WDD85 | 0.00055009 | 0.00043315 | 0.00053524 | 0.0019409 | 0.0011524 | 0.00056979 | 0.0010643 | 0.0014218 | 0.0012107 | 0.0010821 | 0.0010567 | 0.0012876
GAL | WDD86 | 0.00084992 | 0.00091862 | 0.0010604 | 0.0018007 | 0.0016221 | 0.0014033 | 0.0018263 | 0.00063028 | 0.0013587 | 0.0012309 | 0.0008057 | 0.00090394
GAL | WDD87 | 0.00087899 | 0.0017985 | 0.0019174 | 0.0013628 | 0.00087202 | 0.0016023 | 0.0022736 | 0.00073324 | 0.0014124 | 0.0012153 | 0.00057975 | 0.00053801
GAL | WDD88 | 0.0011724 | 0.0011025 | 0.0014469 | 0.0012287 | 0.001709 | 0.0011472 | 0.0020083 | 0.0013204 | 0.0017671 | 0.0016629 | 0.00089494 | 0.0010353
GAL | WDD89 | 0.001982 | 0.00063615 | 0.0011944 | 0.0014559 | 0.0018613 | 0.0021686 | 0.0019681 | 0.0017188 | 0.00066052 | 0.00097401 | 0.001576 | 0.00045667
GAL | WDD90 | 0.0019809 | 0.00080664 | 0.0024493 | 0.0016884 | 0.0016945 | 0.001725 | 0.0017387 | 0.0014952 | 0.00089008 | 0.0025189 | 0.0012911 | 0.00092256
GAL | WDD91 | 0.0015665 | 0.0014908 | 0.001359 | 0.0013471 | 0.00088582 | 0.0019416 | 0.0025955 | 0.00097754 | 0.0010605 | 0.0021636 | 0.00090752 | 0.0014237
GAL | WDD92 | 0.0017803 | 0.0008559 | 0.0019511 | 0.00090904 | 0.0011778 | 0.0021809 | 0.00098644 | 0.00088435 | 0.0022359 | 0.0015763 | 0.0011468 | 0.0025628
GAL | WDD93 | 0.00064504 | 0.0013203 | 0.0012897 | 0.00095756 | 0.0010893 | 0.0010009 | 0.0015147 | 0.0011779 | 0.0015904 | 0.0015297 | 0.0011765 | 0.0011765
GAL | WDD94 | 0.0012681 | 0.0010718 | 0.0021089 | 0.00082896 | 0.0017232 | 0.0010539 | 0.0020226 | 0.0021104 | 0.0014385 | 0.0017154 | 0.0019234 | 0.00073089
GAL | WDD95 | 0.0016324 | 0.0012514 | 0.0026213 | 0.0020576 | 0.0018897 | 0.0013558 | 0.002333 | 0.0022245 | 0.0019279 | 0.0012882 | 0.0010994 | 0.0021413
GAL | WDD96 | 0.0016518 | 0.0014558 | 0.0020847 | 0.0010198 | 0.0016818 | 0.0023664 | 0.0016386 | 0.0020071 | 0.001982 | 0.0023721 | 0.00064349 | 0.0014716
GAL | WDD97 | 0.00076873 | 0.0016531 | 0.00070282 | 0.0010297 | 0.0013551 | 0.0013794 | 0.0015377 | 0.0011004 | 0.00079672 | 0.00067976 | 0.00098815 | 0.0020937
GAL | WDD98 | 0.0009467 | 0.0014297 | 0.00067029 | 0.00067673 | 0.00076661 | 0.0010718 | 0.0015453 | 0.0016207 | 0.00060726 | 0.00086256 | 0.00069094 | 0.00071864
GAL | WDD99 | 0.00075902 | 0.0008632 | 0.00086736 | 0.00040532 | 0.00041762 | 0.00064393 | 0.00089332 | 0.0011799 | 0.0010894 | 0.0011116 | 0.0005097 | 0.00038905
GAL | WDD100 | 0.00029385 | 0.00071261 | 0.00036043 | 7.3804e-05 | 0.00054163 | 0.00083993 | 0.00083757 | 0.0014036 | 0.00081478 | 0.0011899 | 0.00091291 | 0.00034553
GAL | WDD101 | 0.00021863 | 0.00043619 | 0.00044543 | 0.00031971 | 0.00071287 | 0.00042985 | 0.00089702 | 0.0016973 | 0.00013374 | 0.0013785 | 0.00074105 | 0.00097079
GAL | WDD102 | 0.0011377 | 0.0010934 | 0.001323 | 0.00056034 | 0.00063693 | 0.00080202 | 0.0011805 | 0.0014265 | 0.00072839 | 0.00073635 | 0.00030095 | 0.00060943
GAL | WDD103 | 0.0015663 | 0.0011636 | 0.0011129 | 0.0010272 | 0.0014691 | 0.0010301 | 0.0012451 | 0.0015105 | 0.00061137 | 0.00097348 | 0.00064584 | 0.0004236
GAL | WDD104 | 0.0017657 | 0.0011951 | 0.0012914 | 0.00061363 | 0.0016431 | 0.0019985 | 0.001528 | 0.0023288 | 0.0017062 | 0.001016 | 0.00085041 | 0.0011712
GAL | WDD105 | 0.0010977 | 0.00051812 | 0.00059245 | 0.0005222 | 0.00081042 | 0.0031409 | 0.0013261 | 0.0013733 | 0.00099206 | 0.00080178 | 0.0007335 | 0.0018163
GAL | WDD106 | 0.002029 | 0.0019746 | 0.0014612 | 0.001222 | 0.0014649 | 0.0011662 | 0.0014196 | 0.0010414 | 0.0012822 | 0.0019907 | 0.00097493 | 0.00060887
GAL | WDD107 | 0.001367 | 0.0018181 | 0.0014021 | 0.0012009 | 0.0010031 | 0.0020022 | 0.0011817 | 0.00063586 | 0.0011821 | 0.002061 | 0.0011183 | 0.00098472
GAL | WDD108 | 0.00093071 | 0.0014563 | 0.00086421 | 0.00091531 | 0.00085055 | 0.0015499 | 0.00090139 | 0.0017494 | 0.00082344 | 0.0017583 | 0.00096017 | 0.00044092
GAL | WDD109 | 0.00067802 | 0.0015155 | 0.0010022 | 0.0010579 | 0.0012439 | 0.001964 | 0.0013855 | 0.0013855 | 0.00095981 | 0.0012304 | 0.00090462 | 0.00097617
GAL | WDD110 | 0.0011279 | 0.0013688 | 0.0010966 | 0.0010192 | 0.0014577 | 0.0013923 | 0.00048061 | 0.001807 | 0.0011958 | 0.0020019 | 0.0014829 | 0.00054655
GAL | WDD111 | 0.0014491 | 0.0008004 | 0.00077276 | 0.00067038 | 0.0010149 | 0.0020693 | 0.0010005 | 0.00077516 | 0.00056315 | 0.0013822 | 0.0020018 | 0.0022347
GAL | WDD112 | 0.00084565 | 0.00058393 | 0.00062738 | 0.0020082 | 0.00084123 | 0.0018208 | 0.0016857 | 0.0011425 | 0.0014703 | 0.001929 | 0.0016232 | 0.0013591
GAL | WDD113 | 0.00099834 | 0.0012134 | 0.0013406 | 0.00089286 | 0.0017194 | 0.001494 | 0.0018266 | 0.0010007 | 0.0012936 | 0.0014651 | 0.0019134 | 0.0016214
GAL | WDD114 | 0.0020363 | 0.00084339 | 0.0015673 | 0.0011757 | 0.0020068 | 0.0026995 | 0.00048661 | 0.00072333 | 0.0011531 | 0.0017324 | 0.001017 | 0.00097125
GAL | WDD115 | 0.0012088 | 0.0023764 | 0.0014578 | 0.00183 | 0.0016977 | 0.0013823 | 0.0022678 | 0.0010787 | 0.0011089 | 0.0011748 | 0.00085839 | 0.0010776
GAL | WDD116 | 0.0015719 | 0.0011515 | 0.0011137 | 0.0014868 | 0.00049954 | 0.0014414 | 0.0017839 | 0.00087492 | 0.0013567 | 0.0012186 | 0.0019 | 0.0021634
GAL | WDD117 | 0.0011007 | 0.0013573 | 0.0011908 | 0.0015077 | 0.001726 | 0.0015299 | 0.0017813 | 0.0018644 | 0.0014361 | 0.001402 | 0.0010724 | 0.0018336
GAL | WDD118 | 0.0018803 | 0.0013238 | 0.0018158 | 0.0029814 | 0.0017253 | 0.0022925 | 0.0020602 | 0.00098694 | 0.0017591 | 0.00085594 | 0.00089229 | 0.0013282
GAL | WDD119 | 0.0012322 | 0.0010949 | 0.0012682 | 0.001133 | 0.0013691 | 0.0014757 | 0.0020627 | 0.0014643 | 0.00083924 | 0.0020588 | 0.0011095 | 0.0011821
GAL | WDD120 | 0.0030946 | 0.0010201 | 0.0020147 | 0.0020063 | 0.0013617 | 0.0021524 | 0.0013934 | 0.0009764 | 0.0010094 | 0.0016138 | 0.0012354 | 0.00121
GAL | WED1 | 0.0019925 | 0.002057 | 0.0018044 | 0.0012789 | 0.00074246 | 0.0020057 | 0.00061584 | 0.0014769 | 0.00094065 | 0.0015297 | 0.0012656 | 0.0017014
GAL | WED2 | 0.0011091 | 0.0017764 | 0.0011574 | 0.0007265 | 0.00075327 | 0.0019338 | 0.0010172 | 0.00078672 | 0.00035565 | 0.0010131 | 0.00031895 | 0.0014041
GAL | WED3 | 0.0006941 | 0.00051048 | 0.00040834 | 0.00049693 | 0.0007905 | 0.00071331 | 0.00080218 | 0.00084822 | 0.0002851 | 0.00099217 | 0.00040072 | 0.00017689
GAL | WED4 | 0.00061703 | 0.00083785 | 0.00063216 | 0.00032733 | 0.00030551 | 0.0015956 | 0.00095959 | 0.00086687 | 0.00054686 | 0.0013809 | 0.0006182 | 0.00018203
GAL | WED5 | 0.00087032 | 0.00048545 | 0.00045315 | 0.00044585 | 0.00035919 | 0.0018995 | 0.00044673 | 0.0010771 | 0.00097544 | 0.00091091 | 0.00047902 | 0.00063909
GAL | WED6 | 0.0010889 | 0.00099695 | 0.0015274 | 0.00032868 | 0.00037121 | 0.00073563 | 0.00057416 | 0.0012801 | 0.0011008 | 0.00098624 | 0.00047125 | 0.0030414
GAL | WED7 | 0.0017354 | 0.0013522 | 0.001961 | 0.00091501 | 0.0012258 | 0.001002 | 0.0016215 | 0.0015393 | 0.0013371 | 0.0020394 | 0.00079988 | 0.00097748
GAL | WED8 | 0.0015227 | 0.001873 | 0.0006093 | 0.0012424 | 0.0019596 | 0.0015177 | 0.0012505 | 0.0011992 | 0.0014235 | 0.0014371 | 0.0015348 | 0.00067669
GAL | WED9 | 0.0016058 | 0.001187 | 0.0011972 | 0.0011144 | 0.0012303 | 0.0027457 | 0.0020391 | 0.0018614 | 0.0013476 | 0.0015804 | 0.00059215 | 0.00080485
GAL | WED10 | 0.0014606 | 0.00061224 | 0.0018375 | 0.0014727 | 0.0019296 | 0.0014207 | 0.0016464 | 0.0010419 | 0.00026881 | 0.0019791 | 0.00095757 | 0.0078948
GAL | WED11 | 0.0019627 | 0.00069857 | 0.0015783 | 0.00061712 | 0.00071062 | 0.00097214 | 0.0016304 | 0.00068764 | 0.0013428 | 0.00092294 | 0.00082986 | 0.0012084
GAL | WED12 | 0.00088306 | 0.00073569 | 0.0013018 | 0.0011944 | 0.0010986 | 0.0013202 | 0.0021192 | 0.0012488 | 0.0019146 | 0.0010153 | 0.0009444 | 0.0012678
GAL | WED13 | 0.0010199 | 0.0013716 | 0.00079532 | 0.00086914 | 0.0012767 | 0.002151 | 0.0019731 | 0.00071387 | 0.0012018 | 0.0014992 | 0.00078446 | 0.0007902
GAL | WED14 | 0.00077383 | 0.0023114 | 0.0013954 | 0.0011023 | 0.0017492 | 0.0022117 | 0.001644 | 0.001232 | 0.0013572 | 0.0014696 | 0.001315 | 0.0013143
GAL | WED15 | 0.0013986 | 0.001568 | 0.0020169 | 0.0012504 | 0.00099876 | 0.0012086 | 0.0013925 | 0.0010447 | 0.0016402 | 0.0011909 | 0.0021076 | 0.00098725
GAL | WED16 | 0.0010274 | 0.00070275 | 0.0012221 | 0.00072603 | 0.0017567 | 0.0016664 | 0.0019974 | 0.001208 | 0.0020287 | 0.00065264 | 0.0015342 | 0.00070243
GAL | WED17 | 0.0007388 | 0.0022364 | 0.001746 | 0.001944 | 0.00077106 | 0.0014251 | 0.0013931 | 0.0010056 | 0.0021091 | 0.0015034 | 0.0020424 | 0.0015723
GAL | WED18 | 0.0010797 | 0.0029098 | 0.0012545 | 0.0019436 | 0.00086691 | 0.0025905 | 0.0019943 | 0.0011413 | 0.0021031 | 0.00067667 | 0.0017789 | 0.0022326
GAL | WED19 | 0.001307 | 0.0021971 | 0.00099031 | 0.0018535 | 0.0016413 | 0.00083348 | 0.0030942 | 0.0014914 | 0.0015573 | 0.0013473 | 0.0020168 | 0.0015554
GAL | WED20 | 0.0017998 | 0.0010121 | 0.0013359 | 0.00086818 | 0.0014332 | 0.0022518 | 0.0032257 | 0.0017941 | 0.0015783 | 0.0018972 | 0.0016945 | 0.0015206
GAL | WED21 | 0.0030456 | 0.0014431 | 0.0018063 | 0.0017532 | 0.001099 | 0.00141 | 0.0021655 | 0.00078294 | 0.0017363 | 0.0013539 | 0.0016275 | 0.0016218
GAL | WED22 | 0.001592 | 0.0019071 | 0.0018308 | 0.0017302 | 0.00099539 | 0.0017566 | 0.0020783 | 0.0015416 | 0.0016604 | 0.00092126 | 0.0017762 | 0.0012513
GAL | WED23 | 0.0011419 | 0.0019212 | 0.0011434 | 0.0014329 | 0.0010915 | 0.0016928 | 0.0020742 | 0.00105 | 0.001948 | 0.0018501 | 0.0012164 | 0.001494
GAL | WED24 | 0.0031546 | 0.0015448 | 0.0011996 | 0.0017752 | 0.0015486 | 0.0021761 | 0.0023232 | 0.0011219 | 0.0011795 | 0.0016679 | 0.0016973 | 0.0012512
GAL | WED25 | 0.0010983 | 0.00095492 | 0.0013297 | 0.0017537 | 0.0016752 | 0.0014803 | 0.0016084 | 0.001184 | 0.0012767 | 0.0012976 | 0.00096723 | 0.00079816
GAL | WED26 | 0.00026369 | 0.00079631 | 0.00031157 | 0.00029896 | 0.00059058 | 0.0006239 | 0.0010051 | 0.0009373 | 0.00024906 | 0.0014023 | 0.0011359 | 0.0010815
GAL | WED27 | 0.00037822 | 0.00097221 | 0.00012813 | 0.0007719 | 0.00082096 | 0.00088496 | 0.00078135 | 0.00091799 | 0.00073612 | 0.00075808 | 0.00047255 | 0.00047339
GAL | WED28 | 0.00068204 | 0.00021752 | 0.00078862 | 0.00034326 | 0.0001163 | 0.00052307 | 0.0010086 | 0.00039373 | 0.0010798 | 0.00068345 | 0.00037997 | 0.00017807
GAL | WED29 | 0.00012478 | 0.00032673 | 0.0014883 | 0.00081936 | 0.0013028 | 0.0013795 | 0.00022316 | 0.0013008 | 0.00059623 | 0.00049668 | 0.00085823 | 0.00083137
GAL | WED30 | 0.0011944 | 0.00088466 | 0.0013005 | 0.0012462 | 0.00060646 | 0.0015222 | 0.00051116 | 0.0010739 | 0.00069729 | 0.0011932 | 0.0004893 | 0.00082819
GAL | WED31 | 0.002295 | 0.00065033 | 0.0012437 | 0.0023231 | 0.0013137 | 0.0018698 | 0.00077722 | 0.0012646 | 0.00095605 | 0.0018807 | 0.00065089 | 0.00083696
GAL | WED32 | 0.0024334 | 0.001781 | 0.0011638 | 0.00076894 | 0.00082527 | 0.0011041 | 0.0010839 | 0.0024052 | 0.0018608 | 0.00096483 | 0.0013675 | 0.001689
GAL | WED33 | 0.001134 | 0.0008684 | 0.00095234 | 0.0014067 | 0.0017554 | 0.001335 | 0.0025285 | 0.0022067 | 0.0015443 | 0.0017234 | 0.0015268 | 0.0014729
GAL | WED34 | 0.0028261 | 0.0013118 | 0.00045809 | 0.0011437 | 0.0007414 | 0.0015205 | 0.0025632 | 0.0020485 | 0.0012266 | 0.0017471 | 0.0017213 | 0.0014662
GAL | WED35 | 0.0011631 | 0.001726 | 0.00079099 | 0.0012936 | 0.00032544 | 0.001782 | 0.00021593 | 0.001425 | 0.0015765 | 0.0016069 | 0.0012795 | 0.0015043
GAL | WED36 | 0.00089777 | 0.0012097 | 0.00081134 | 0.00082833 | 0.00076521 | 0.0011999 | 0.0016859 | 0.0016492 | 0.00075547 | 0.0028705 | 0.0012698 | 0.0010999
GAL | WED37 | 0.00036461 | 0.00071723 | 0.0013944 | 0.0012426 | 0.0011526 | 0.0011651 | 0.00158 | 0.0018586 | 0.0017897 | 0.00099689 | 0.0014949 | 0.0022923
GAL | WED38 | 0.0010628 | 0.0012289 | 0.0017865 | 0.0017148 | 0.00075946 | 0.0013115 | 0.002285 | 0.00057463 | 0.0015772 | 0.0020741 | 0.0016541 | 0.00085748
GAL | WED39 | 0.00091682 | 0.0015746 | 0.00086076 | 0.001755 | 0.0014891 | 0.0020074 | 0.0013972 | 0.0011027 | 0.0010834 | 0.00090622 | 0.0015829 | 0.0017715
GAL | WED40 | 0.00076641 | 0.0008638 | 0.0016049 | 0.0020923 | 0.0023033 | 0.0014548 | 0.0010396 | 0.0015357 | 0.0090334 | 0.0015888 | 0.0021107 | 0.0022029
GAL | WED41 | 0.0015533 | 0.0014438 | 0.0010356 | 0.0023866 | 0.00077005 | 0.0012423 | 0.0019368 | 0.0022352 | 0.0013765 | 0.0016372 | 0.0022087 | 0.001623
GAL | WED42 | 0.0019341 | 0.00068325 | 0.0016664 | 0.0013954 | 0.0015088 | 0.0028658 | 0.001709 | 0.0019209 | 0.0010455 | 0.0015828 | 0.0031774 | 0.0015687
GAL | WED43 | 0.0015727 | 0.0015578 | 0.0018811 | 0.00092023 | 0.0010045 | 0.0017269 | 0.0017693 | 0.00086917 | 0.0013699 | 0.0013214 | 0.0015158 | 0.0012959
GAL | WED44 | 0.0011759 | 0.0010597 | 0.0013758 | 0.00078907 | 0.00061567 | 0.001435 | 0.0021354 | 0.0018995 | 0.0015775 | 0.0017146 | 0.0014222 | 0.0019241
GAL | WED45 | 0.00073469 | 0.0010592 | 0.00095339 | 0.00076079 | 0.0011198 | 0.0018633 | 0.0018723 | 0.0010718 | 0.0018429 | 0.001708 | 0.0024695 | 0.0012792
GAL | WED46 | 0.0021949 | 0.0019332 | 0.0025236 | 0.0016505 | 0.0015758 | 0.0023241 | 0.002252 | 0.0014894 | 0.0012163 | 0.0010953 | 0.0020852 | 0.0015122
GAL | WED47 | 0.0015268 | 0.001334 | 0.0012699 | 0.0021313 | 0.0012739 | 0.0024846 | 0.0030921 | 0.0016763 | 0.0028354 | 0.0020957 | 0.0022755 | 0.0031398
GAL | WED48 | 0.0030767 | 0.0019095 | 0.00087505 | 0.0025487 | 0.0018254 | 0.0027609 | 0.0017872 | 0.0010454 | 0.0015628 | 0.0015701 | 0.0013595 | 0.0014603
GAL | WEE1 | 0.0013878 | 0.0010453 | 0.00033024 | 0.0013153 | 0.00094885 | 0.0012519 | 0.0011029 | 0.00095062 | 0.00081289 | 0.0025108 | 0.0016213 | 0.0012602
GAL | WEE2 | 0.00054904 | 0.00050645 | 0.00042382 | 0.0004663 | 0.00033562 | 0.00072429 | 0.0015206 | 0.0012933 | 0.00098501 | 0.0011157 | 0.00098624 | 0.0012516
GAL | WEE3 | 0.00068074 | 0.00068605 | 0.00060247 | 0.00029209 | 0.00082286 | 0.0010043 | 0.00078356 | 0.0010105 | 0.00054398 | 0.00044117 | 0.00096267 | 0.0010386
GAL | WEE4 | 0.00023302 | 0.00027867 | 0.00042591 | 0.00041355 | 0.0010599 | 0.0015264 | 0.00078273 | 0.0013983 | 0.00016362 | 0.00098152 | 0.00054335 | 0.00030751
GAL | WEE5 | 0.00046016 | 0.000242 | 0.00092382 | 0.00051919 | 0.00034091 | 0.0010103 | 0.00099825 | 0.0011319 | 0.00059361 | 0.00061586 | 0.00074028 | 0.00093378
GAL | WEE6 | 0.001692 | 0.001163 | 0.00052858 | 0.0012087 | 0.00021609 | 0.0011526 | 0.00086133 | 0.0010674 | 0.0010848 | 0.00052028 | 0.0010431 | 0.0012444
GAL | WEE7 | 0.0022694 | 0.0010754 | 0.0011009 | 0.0011446 | 0.0008048 | 0.00089366 | 0.0011293 | 0.0014185 | 0.00098397 | 0.0014306 | 0.0010618 | 0.00087482
GAL | WEE8 | 0.0012064 | 0.0011121 | 0.0010344 | 0.0011322 | 0.0012992 | 0.0022253 | 0.0014249 | 0.0017674 | 0.00087904 | 0.0013036 | 0.0023249 | 0.0024976
GAL | WEE9 | 0.0010123 | 0.0015176 | 0.0012944 | 0.0019003 | 0.00077414 | 0.002012 | 0.0007712 | 0.0019351 | 0.0020309 | 0.0020785 | 0.0010929 | 0.00076143
GAL | WEE10 | 0.0018539 | 0.0021077 | 0.0010695 | 0.0015359 | 0.00097231 | 0.0023593 | 0.0030096 | 0.0017485 | 0.002789 | 0.00099963 | 0.0027426 | 0.001022
GAL | WEE11 | 0.0015578 | 0.00091515 | 0.0011884 | 0.00094005 | 0.0012667 | 0.00098036 | 0.0013868 | 0.00087961 | 0.0010298 | 0.00096755 | 0.0013211 | 0.0010637
GAL | WEE12 | 0.0012456 | 0.0009144 | 0.00096812 | 0.00068655 | 0.00096334 | 0.0020855 | 0.0012488 | 0.0014032 | 0.00053469 | 0.0011976 | 0.00063064 | 0.0013059
GAL | WEE13 | 0.00081874 | 0.0010106 | 0.0016331 | 0.00094978 | 0.0014039 | 0.0011047 | 0.0014376 | 0.00084136 | 0.0012881 | 0.00083053 | 0.00082592 | 0.0011588
GAL | WEE14 | 0.0011711 | 0.00075979 | 0.0015551 | 0.001782 | 0.00078781 | 0.0016631 | 0.0014613 | 0.00096781 | 0.00089624 | 0.00093827 | 0.0012807 | 0.0016982
GAL | WEE15 | 0.0012892 | 0.00092583 | 0.00080689 | 0.0008252 | 0.001318 | 0.0011849 | 0.00076777 | 0.00076152 | 0.0016782 | 0.0012883 | 0.00069669 | 0.0020429
GAL | WEE16 | 0.0010467 | 0.0010814 | 0.0015172 | 0.00097748 | 0.0014565 | 0.0016917 | 0.00098721 | 0.00042695 | 0.0013616 | 0.0017597 | 0.0013001 | 0.0010616
GAL | WEE17 | 0.0011518 | 0.0010403 | 0.0012529 | 0.0012193 | 0.0016229 | 0.0016518 | 0.0019892 | 0.0016932 | 0.0016535 | 0.0017798 | 0.001383 | 0.0024353
GAL | WEE18 | 0.00091605 | 0.0014348 | 0.0015466 | 0.0015263 | 0.0017668 | 0.0019234 | 0.0011415 | 0.0012284 | 0.0019938 | 0.0013462 | 0.001104 | 0.00027121
GAL | WEE19 | 0.0015734 | 0.0019239 | 0.0013514 | 0.0021338 | 0.0021605 | 0.0011173 | 0.0015844 | 0.0013157 | 0.0016175 | 0.0011642 | 0.0015947 | 0.0011256
GAL | WEE20 | 0.0024416 | 0.0018884 | 0.0012003 | 0.0012019 | 0.00054114 | 0.0015784 | 0.0016479 | 0.00084554 | 0.00084512 | 0.00056916 | 0.001189 | 0.0016307
GAL | WEE21 | 0.0018949 | 0.0017733 | 0.0015799 | 0.0017387 | 0.0021784 | 0.0012437 | 0.0015482 | 0.0018982 | 0.001521 | 0.001686 | 0.001101 | 0.0017092
GAL | WEE22 | 0.0021705 | 0.0018769 | 0.0027899 | 0.0014582 | 0.0022281 | 0.0013093 | 0.0013782 | 0.001548 | 0.0013629 | 0.0015171 | 0.0013225 | 0.0020098
GAL | WEE23 | 0.0031531 | 0.0013222 | 0.0025533 | 0.0016623 | 0.0023097 | 0.0019651 | 0.0016127 | 0.0021195 | 0.00091409 | 0.0012261 | 0.0012255 | 0.0014256
GAL | WEE24 | 0.0018942 | 0 | 0.001106 | 0.0017776 | 0.0014352 | 0.0025291 | 0.0014908 | 0.0021607 | 0.0015728 | 0.0012337 | 0.0016599 | 0.0014411
GAL | WEE25 | 0.00076609 | 0 | 0.00095235 | 0.0010633 | 0.0011018 | 0.00046643 | 0.0011619 | 0.0018643 | 0.0014154 | 0.0010607 | 0.0021149 | 0.0017266
GAL | WEE26 | 0.00085802 | 0 | 0.000995 | 0.0013004 | 0.0017345 | 0.00059883 | 0.0012499 | 0.0011985 | 0.0006329 | 0.0014789 | 0.0012317 | 0.0011157
GAL | WEE27 | 0.00078498 | 0 | 0.00084476 | 0.00062833 | 0.00061745 | 0.00064553 | 0.0010316 | 0.0013208 | 0.00025581 | 0.0011307 | 0.000304 | 0.00031425
GAL | WEE28 | 0.0003249 | 0 | 0.00081512 | 0.00041586 | 0.00048605 | 0.0009123 | 0.00053234 | 0.0011409 | 0.0010717 | 0.0012204 | 0.0004571 | 0.00037388
GAL | WEE29 | 0.00015161 | 0 | 0.00059592 | 0.0006363 | 0.00047977 | 0.00043548 | 0.00067129 | 0.001142 | 0.00074651 | 0.00084402 | 0.0008882 | 0.0010887
GAL | WEE30 | 0.00032022 | 0 | 0.0014708 | 0.00063945 | 0.0008443 | 0.0011423 | 0.00093402 | 0.0014121 | 0.0008105 | 0.00095519 | 0.0002111 | 0.00033468
GAL | WEE31 | 0.00071847 | 0 | 0.0013667 | 0.00083963 | 0.00113 | 0.0011366 | 0.0010766 | 0.0017538 | 0.0015305 | 0.00091703 | 0.00043263 | 0.00039615
GAL | WEE32 | 0.0014013 | 0 | 0.0014629 | 0.0011047 | 0.001163 | 0.0015247 | 0.0015932 | 0.0013334 | 0.001561 | 0.00069871 | 0.0013723 | 0.0014848
GAL | WEE33 | 0.00071543 | 0 | 0.0020337 | 0.0011349 | 0.0012729 | 0.0022816 | 0.00098746 | 0.0021574 | 0.0013815 | 0.00077714 | 0.0010557 | 0.00056127
GAL | WEE34 | 0.00081211 | 0 | 0.0011313 | 0.00079372 | 0.0021763 | 0.001289 | 0.0014863 | 0.0015707 | 0.00094989 | 0.00070588 | 0.0014088 | 0.00077225
GAL | WEE35 | 0.00049602 | 0 | 0.0013981 | 0.001978 | 0.0011008 | 0.001811 | 0.00072238 | 0.0015369 | 0.00069756 | 0.0010503 | 0.0004794 | 0.00031106
GAL | WEE36 | 0.0011189 | 0 | 0.00080538 | 0.0013917 | 0.0012648 | 0.00079381 | 0.0013492 | 0.0014169 | 0.00078663 | 0.0013675 | 0.00086515 | 0.0009307
GAL | WEE37 | 0.00079302 | 0 | 0.00069636 | 0.0014075 | 0.0012103 | 0.0014397 | 0.0020582 | 0.00027863 | 0.00060068 | 0.0014767 | 0.0011738 | 0.0011678
GAL | WEE38 | 0.00061218 | 0 | 0.0012475 | 0.0015951 | 0.0012117 | 0.00054818 | 0.001907 | 0.0012412 | 0.0013111 | 0.0011369 | 0.0010211 | 0.00049313
GAL | WEE39 | 0.00065018 | 0 | 0.0011373 | 0.0011564 | 0.001797 | 0.0011921 | 0.00082086 | 0.00093049 | 0.0015635 | 0.0011762 | 0.0014902 | 0.00044494
GAL | WEE40 | 0.00049836 | 0 | 0.0011722 | 0.0022678 | 0.0017642 | 0.0018601 | 0.0018729 | 0.0014874 | 0.0011716 | 0.0020706 | 0.00072506 | 0.00098461
GAL | WEE41 | 0.0010307 | 0 | 0.0010393 | 0.0011906 | 0.0017927 | 0.0010193 | 0.0015206 | 0.00098696 | 0.0010726 | 0.0020493 | 0.0017033 | 0.0015173
GAL | WEE42 | 0.00089526 | 0 | 0.0016826 | 0.0015365 | 0.0023563 | 0.0013076 | 0.00046428 | 0.00090752 | 0.00058155 | 0.0015632 | 0.001247 | 0.0010715
GAL | WEE43 | 0.0015569 | 0 | 0.0025478 | 0.001572 | 0.0013913 | 0.00070165 | 0.0025558 | 0.001117 | 0.0017877 | 0.00061872 | 0.0012127 | 0.00097538
GAL | WEE44 | 0.0011369 | 0 | 0.0012885 | 0.00087246 | 0.0012619 | 0.0016887 | 0.0013923 | 0.0010331 | 0.0014075 | 0.0012421 | 0.0011039 | 0.0010815
GAL | WEE45 | 0.0011218 | 0 | 0.0011595 | 0.0012774 | 0.0013453 | 0.0014637 | 0.0014029 | 0.0013539 | 0.0011672 | 0.00057262 | 0.0012798 | 0.0011234
GAL | WEE46 | 0.0017125 | 0 | 0.0012809 | 0.00097458 | 0.00146 | 0.0015148 | 0.0012388 | 0.0013206 | 0.0015251 | 0.0013524 | 0.0015761 | 0.0008915
GAL | WEE47 | 0.00097093 | 0 | 0.001708 | 0.0004788 | 0.0011797 | 0.0021859 | 0.0026296 | 0.0020044 | 0.0011398 | 0.00096008 | 0.0021454 | 0.001658
GAL | WEE48 | 0.0018432 | 0 | 0.0010201 | 0 | 0.001423 | 0 | 0.0017997 | 0.0010921 | 0 | 0.0015144 | 0 | 0.0010023
GAL | WDE1 | 0.0015656 | 0 | 0.0010754 | 0 | 0.00048225 | 0 | 0.0016686 | 0.00037248 | 0 | 0.00073581 | 0 | 0.0019394
GAL | WDE2 | 0.00074909 | 0 | 0.00062382 | 0 | 0.00091422 | 0 | 0.0012033 | 0.00062947 | 0 | 0.00078783 | 0 | 0.0017925
GAL | WDE3 | 0.00075637 | 0 | 0.00054749 | 0 | 0.00087851 | 0 | 0.00066127 | 0.00055767 | 0 | 0.00019946 | 0 | 0.00061453
GAL | WDE4 | 0.00051687 | 0 | 0.00038603 | 0 | 0.00024284 | 0 | 0.0014494 | 0.00044257 | 0 | 0.00053262 | 0 | 0.0006542
GAL | WDE5 | 0.0003302 | 0 | 0.00083919 | 0 | 0.00021873 | 0 | 0.00065903 | 0.00075886 | 0 | 0.00061318 | 0 | 0.00039897
GAL | WDE6 | 0.00024316 | 0 | 0.0016678 | 0 | 0.0011241 | 0 | 0.00083925 | 0.0015899 | 0 | 0.00032972 | 0 | 0.00036535
GAL | WDE7 | 0.0011412 | 0 | 0.00074901 | 0 | 0.00065032 | 0 | 0.00065175 | 0.0019183 | 0 | 0.00038715 | 0 | 0.0009287
GAL | WDE8 | 0.0006351 | 0 | 0.0010887 | 0 | 0.001125 | 0 | 0.0013616 | 0.0019813 | 0 | 0.0012607 | 0 | 0.0020331
GAL | WDE9 | 0.00063587 | 0 | 0.0016188 | 0 | 0.0010717 | 0 | 0.0010349 | 0.001317 | 0 | 0.00055114 | 0 | 0.0018255
GAL | WDE10 | 0.00037781 | 0 | 0.00081898 | 0 | 0.00073196 | 0 | 0.0010035 | 0.0006176 | 0 | 0.0010289 | 0 | 0.0028986
GAL | WDE11 | 0.00081733 | 0 | 0.00055252 | 0 | 0.00031953 | 0 | 0.0026748 | 0.00093954 | 0 | 0.00045344 | 0 | 0.0011508
GAL | WDE12 | 0.00069589 | 0 | 0.00062376 | 0 | 0.00077337 | 0 | 0.0015492 | 0.00088715 | 0 | 0.00048497 | 0 | 0.0014301
GAL | WDE13 | 0.0011708 | 0 | 0.00075308 | 0 | 0.00059604 | 0 | 0.0017056 | 0.00038425 | 0 | 0.00049904 | 0 | 0.0011792
GAL | WDE14 | 0.00030957 | 0 | 0.0010261 | 0 | 0.0007041 | 0 | 0.0020233 | 0.00093564 | 0 | 0.00065669 | 0 | 0.0019003
GAL | WDE15 | 0.00064802 | 0 | 0.0012187 | 0 | 0.00060459 | 0 | 0.00035088 | 0.00079569 | 0 | 0.0012118 | 0 | 0.0015976
GAL | WDE16 | 0.0011831 | 0 | 0.00089894 | 0 | 0.00083792 | 0 | 0.0014344 | 0.00082051 | 0 | 0.00062237 | 0 | 0.002118
GAL | WDE17 | 0.00081967 | 0 | 0.001748 | 0 | 0.0014741 | 0 | 0.0016855 | 0.0007245 | 0 | 0.0017159 | 0 | 0.0015939
GAL | WDE18 | 0.0013434 | 0 | 0.0017684 | 0 | 0.0014734 | 0 | 0.0014538 | 0.00076805 | 0 | 0.00076583 | 0 | 0.0016031
GAL | WDE19 | 0.0011189 | 0 | 0.0016634 | 0 | 0.0008317 | 0 | 0.0016211 | 0.00086636 | 0 | 0.0014005 | 0 | 0.0022564
GAL | WDE20 | 0.00090143 | 0 | 0.0015188 | 0 | 0.00059177 | 0 | 0.0016823 | 0.00093665 | 0 | 0.0011389 | 0 | 0.0016476
GAL | WDE21 | 0.0018862 | 0 | 0.00092489 | 0 | 0.00090231 | 0 | 0.0018827 | 0.00036988 | 0 | 0.0013301 | 0 | 0.0010163
GAL | WDE22 | 0.001095 | 0 | 0.0016586 | 0 | 0.0017028 | 0 | 0.0018605 | 0.0008167 | 0 | 0.0015274 | 0 | 0.00051335
GAL | WDE23 | 0.0024538 | 0 | 0 | 0 | 0.0010699 | 0 | 0.0012842 | 0.0011049 | 0 | 0.0013045 | 0 | 0.0011182
GAL | WDE24 | 0 | 0 | 0 | 0 | 0 | 0 | 0 | 0 | 0 | 0 | 0 | 0
kWh | WDA1 | 0.0019804 | 0.00097081 | 0.00096747 | 0.0010393 | 0.0011645 | 0.00073241 | 0.0010951 | 0.0015217 | 0.0014751 | 0.00097115 | 0.001984 | 0.0007837
kWh | WDA2 | 0.0012294 | 0.00085725 | 0.00088535 | 0.0009143 | 0.0011446 | 0.00061202 | 0.00097711 | 0.0013131 | 0.0012506 | 0.00075433 | 0.0017661 | 0.00069941
kWh | WDA3 | 0.0015834 | 0.00079887 | 0.00075818 | 0.0008436 | 0.0010415 | 0.00062919 | 0.0009616 | 0.0012039 | 0.0011173 | 0.00074874 | 0.0016977 | 0.0010156
kWh | WDA4 | 0.0013538 | 0.00082456 | 0.00087556 | 0.00091834 | 0.00088798 | 0.00071398 | 0.00098805 | 0.0011309 | 0.0010448 | 0.00082177 | 0.0014634 | 0.0011002
kWh | WDA5 | 0.0015516 | 0.0013524 | 0.0010737 | 0.0011189 | 0.00084431 | 0.00067438 | 0.0008897 | 0.0011119 | 0.0013112 | 0.00077891 | 0.0018287 | 0.0010544
kWh | WDA6 | 0.001583 | 0.0012241 | 0.00082806 | 0.00095906 | 0.00075553 | 0.00055089 | 0.0006801 | 0.00092978 | 0.0010129 | 0.00067242 | 0.0014039 | 0.00087682
kWh | WDA7 | 0.0015027 | 0.0011177 | 0.00097926 | 0.00075352 | 0.00067849 | 0.00053695 | 0.00071902 | 0.00086349 | 0.00085375 | 0.00062715 | 0.0016575 | 0.00098025
kWh | WDA8 | 0.0014069 | 0.001363 | 0.0012431 | 0.00089874 | 0.00076757 | 0.00058877 | 0.00072665 | 0.00084176 | 0.00090803 | 0.00069704 | 0.0015978 | 0.001323
kWh | WDA9 | 0.0014159 | 0.0015523 | 0.0010288 | 0.00094571 | 0.00079565 | 0.00065564 | 0.00069348 | 0.00083797 | 0.00077982 | 0.0007887 | 0.0014435 | 0.0010628
kWh | WDA10 | 0.0015985 | 0.0012584 | 0.0010003 | 0.00094195 | 0.00082001 | 0.00067038 | 0.0007675 | 0.00091215 | 0.00098219 | 0.0010187 | 0.0014232 | 0.00085115
kWh | WDA11 | 0.0016212 | 0.001251 | 0.0012311 | 0.00085294 | 0.00091923 | 0.000746 | 0.0010145 | 0.00099036 | 0.0011322 | 0.00092183 | 0.0015032 | 0.00080146
kWh | WDA12 | 0.0015538 | 0.0013426 | 0.0012117 | 0.00090413 | 0.0012176 | 0.00083254 | 0.0011618 | 0.0012105 | 0.0012234 | 0.0011145 | 0.0014666 | 0.00096573
kWh | WDA13 | 0.0014485 | 0.0017055 | 0.0012567 | 0.0010112 | 0.0013949 | 0.0010188 | 0.0014122 | 0.0012767 | 0.001458 | 0.0011598 | 0.0018391 | 0.0011578
kWh | WDA14 | 0.0014581 | 0.0011908 | 0.0010882 | 0.00093809 | 0.00094349 | 0.0011175 | 0.0015355 | 0.0013165 | 0.0016892 | 0.0010789 | 0.0022763 | 0.0011467
kWh | WDA15 | 0.0014484 | 0.0013179 | 0.00096414 | 0.00085721 | 0.0012139 | 0.0012474 | 0.0015623 | 0.0013731 | 0.0017076 | 0.0014417 | 0.0024007 | 0.0009242
kWh | WDA16 | 0.0014853 | 0.0011265 | 0.0010806 | 0.00093493 | 0.0015149 | 0.0013166 | 0.0015243 | 0.0017458 | 0.0020706 | 0.0011699 | 0.002741 | 0.00087589
kWh | WDA17 | 0.0012764 | 0.0018065 | 0.0012652 | 0.0010199 | 0.0015431 | 0.001518 | 0.0017749 | 0.002353 | 0.0021641 | 0.0014693 | 0.0032501 | 0.00092584
kWh | WDA18 | 0.0015539 | 0.0019685 | 0.0017324 | 0.0011473 | 0.0016531 | 0.0015884 | 0.0019038 | 0.0025196 | 0.0024542 | 0.0011907 | 0.0033974 | 0.0013824
kWh | WDA19 | 0.0018809 | 0.0022411 | 0.0017935 | 0.0015253 | 0.0016572 | 0.0015469 | 0.0020221 | 0.0024008 | 0.002561 | 0.0011738 | 0.0033487 | 0.001675
kWh | WDA20 | 0.0017797 | 0.0023657 | 0.002096 | 0.0017841 | 0.0019794 | 0.0015533 | 0.0018867 | 0.0023872 | 0.0023175 | 0.0013301 | 0.0037318 | 0.0015074
kWh | WDA21 | 0.0019686 | 0.0025659 | 0.0021458 | 0.0014285 | 0.001585 | 0.0017789 | 0.0018175 | 0.0025573 | 0.0022242 | 0.0011801 | 0.0040229 | 0.0014749
kWh | WDA22 | 0.0016366 | 0.0020408 | 0.0023973 | 0.0012327 | 0.0016212 | 0.0019383 | 0.0018014 | 0.0020826 | 0.0024575 | 0.0013183 | 0.0037126 | 0.0019354
kWh | WDA23 | 0.0018956 | 0.002097 | 0.0022961 | 0.0010266 | 0.0013129 | 0.0017677 | 0.0015886 | 0.001822 | 0.0020881 | 0.0014171 | 0.0028346 | 0.0016302
kWh | WDA24 | 0.0021281 | 0.0017235 | 0.0014149 | 0.00088803 | 0.0012151 | 0.0015182 | 0.0015327 | 0.0018123 | 0.0017477 | 0.0011924 | 0.0025398 | 0.0010484
kWh | WDA25 | 0.0015665 | 0.0014788 | 0.000903 | 0.00075027 | 0.00090469 | 0.0010576 | 0.0012254 | 0.0014135 | 0.0014334 | 0.00092035 | 0.0019719 | 0.00072713
kWh | WDA26 | 0.0010233 | 0.0012235 | 0.00092416 | 0.00061743 | 0.00075219 | 0.00087611 | 0.0010901 | 0.0014004 | 0.0011757 | 0.00066573 | 0.0018343 | 0.00064474
kWh | WDA27 | 0.0012534 | 0.0010213 | 0.00093679 | 0.00060335 | 0.00068732 | 0.00076475 | 0.00094632 | 0.0012298 | 0.0010881 | 0.00061057 | 0.0015167 | 0.0007855
kWh | WDA28 | 0.0013315 | 0.0010194 | 0.00088648 | 0.00074633 | 0.00081105 | 0.00076717 | 0.00088154 | 0.0012059 | 0.0012524 | 0.00047567 | 0.001687 | 0.00085516
kWh | WDA29 | 0.0012532 | 0.00088452 | 0.0012467 | 0.0010082 | 0.00087972 | 0.00094697 | 0.00080022 | 0.0010052 | 0.00095955 | 0.0004864 | 0.0019324 | 0.0010171
kWh | WDA30 | 0.0011313 | 0.00085185 | 0.0010718 | 0.00093154 | 0.00075777 | 0.00078585 | 0.00089938 | 0.00087769 | 0.0010224 | 0.00054535 | 0.0014425 | 0.00083098
kWh | WDA31 | 0.0010823 | 0.0011817 | 0.00098843 | 0.00072846 | 0.00065035 | 0.00064795 | 0.00065648 | 0.00084405 | 0.00083135 | 0.00049518 | 0.0016683 | 0.00096511
kWh | WDA32 | 0.0011358 | 0.0015063 | 0.0012485 | 0.00085852 | 0.00078645 | 0.00068535 | 0.00073289 | 0.00090195 | 0.0008304 | 0.0005841 | 0.0018323 | 0.0014429
kWh | WDA33 | 0.0014635 | 0.0013771 | 0.0010106 | 0.0010093 | 0.00080789 | 0.00078243 | 0.00066346 | 0.00074991 | 0.0007338 | 0.000817 | 0.0016786 | 0.0010904
kWh | WDA34 | 0.0012894 | 0.0010622 | 0.001042 | 0.0011517 | 0.00080094 | 0.00075832 | 0.00084119 | 0.00072739 | 0.00064955 | 0.0010449 | 0.0018866 | 0.00092399
kWh | WDA35 | 0.0013897 | 0.0010092 | 0.00096015 | 0.0011059 | 0.00071938 | 0.00062974 | 0.0011399 | 0.0008983 | 0.00081036 | 0.00093195 | 0.0014181 | 0.00085603
kWh | WDA36 | 0.0018043 | 0.0011034 | 0.0010342 | 0.00093502 | 0.00071496 | 0.00075114 | 0.0011803 | 0.0010975 | 0.00094272 | 0.0011332 | 0.00132 | 0.0010175
kWh | WDA37 | 0.001897 | 0.0011899 | 0.0011487 | 0.0010606 | 0.00088184 | 0.00088539 | 0.0014184 | 0.0010853 | 0.00097168 | 0.0013394 | 0.002176 | 0.0011196
kWh | WDA38 | 0.0014526 | 0.0011185 | 0.00087844 | 0.0016612 | 0.00076324 | 0.00092116 | 0.0014443 | 0.0014097 | 0.0013964 | 0.001395 | 0.0022789 | 0.001248
kWh | WDA39 | 0.0016556 | 0.0010531 | 0.00084474 | 0.0011967 | 0.00098396 | 0.00096153 | 0.0016353 | 0.0016349 | 0.0015105 | 0.0016559 | 0.0021244 | 0.0014806
kWh | WDA40 | 0.0016701 | 0.0013285 | 0.00095701 | 0.001027 | 0.00090983 | 0.0010045 | 0.0017013 | 0.0020147 | 0.0019177 | 0.0015059 | 0.0027096 | 0.0011385
kWh | WDA41 | 0.0015822 | 0.0015984 | 0.0012717 | 0.0010931 | 0.0011239 | 0.001226 | 0.0018771 | 0.0023906 | 0.0020442 | 0.0017281 | 0.0028525 | 0.0011189
kWh | WDA42 | 0.0021488 | 0.0016054 | 0.00099917 | 0.00096025 | 0.0011077 | 0.0013093 | 0.0018361 | 0.0024668 | 0.0021416 | 0.0019812 | 0.0026297 | 0.0012111
kWh | WDA43 | 0.0026676 | 0.0022477 | 0.001495 | 0.0010852 | 0.0013035 | 0.0012955 | 0.0018484 | 0.0027424 | 0.0021983 | 0.0020714 | 0.0029527 | 0.0014496
kWh | WDA44 | 0.0030977 | 0.0024418 | 0.0020648 | 0.0010557 | 0.0014842 | 0.0013643 | 0.0019868 | 0.0025382 | 0.0018106 | 0.0020152 | 0.0031926 | 0.0016307
kWh | WDA45 | 0.0022945 | 0.0020479 | 0.0018593 | 0.0011804 | 0.0016108 | 0.0015791 | 0.0017208 | 0.0023552 | 0.0018227 | 0.0017832 | 0.003793 | 0.0019026
kWh | WDA46 | 0.002001 | 0.0017289 | 0.0019794 | 0.0013305 | 0.0013474 | 0.0017211 | 0.001787 | 0.0025171 | 0.0018743 | 0.0017717 | 0.0035415 | 0.0015175
kWh | WDA47 | 0.0023738 | 0.0017733 | 0.0017598 | 0.0012622 | 0.0010194 | 0.0013186 | 0.0016243 | 0.0019991 | 0.001913 | 0.0017188 | 0.0030109 | 0.0013717
kWh | WDA48 | 0.0020699 | 0.0016335 | 0.0012497 | 0.00096625 | 0.00085791 | 0.0011456 | 0.0014355 | 0.0018159 | 0.0013765 | 0.0013936 | 0.0027899 | 0.0010561
kWh | WDA49 | 0.0010997 | 0.0013893 | 0.00079298 | 0.00074431 | 0.00064733 | 0.00076483 | 0.0012193 | 0.0016369 | 0.0011819 | 0.0011237 | 0.0020527 | 0.00088087
kWh | WDA50 | 0.0010865 | 0.0010119 | 0.00084905 | 0.00078256 | 0.0005949 | 0.00061133 | 0.0010145 | 0.0013129 | 0.0012326 | 0.00079809 | 0.0019265 | 0.00072467
kWh | WDA51 | 0.001107 | 0.00091693 | 0.00085591 | 0.00073002 | 0.00084779 | 0.00066532 | 0.00088297 | 0.0012454 | 0.0013033 | 0.00072471 | 0.0018828 | 0.00087081
kWh | WDA52 | 0.0010334 | 0.0011271 | 0.00082825 | 0.00079577 | 0.00083047 | 0.00062491 | 0.00084747 | 0.0010816 | 0.0012297 | 0.00080297 | 0.0017572 | 0.0010141
kWh | WDA53 | 0.00099881 | 0.001447 | 0.0010402 | 0.00091461 | 0.00079305 | 0.00057969 | 0.00085688 | 0.0011627 | 0.0011844 | 0.00077594 | 0.0016419 | 0.0012422
kWh | WDA54 | 0.00093898 | 0.0011161 | 0.0009798 | 0.0009171 | 0.00065395 | 0.00055722 | 0.00091365 | 0.001071 | 0.00095742 | 0.00062118 | 0.0015383 | 0.00086547
kWh | WDA55 | 0.00095177 | 0.0012031 | 0.0010549 | 0.00062156 | 0.00067095 | 0.00051921 | 0.00074686 | 0.00090473 | 0.00070717 | 0.00076379 | 0.0017068 | 0.00072764
kWh | WDA56 | 0.0011226 | 0.0018306 | 0.0011945 | 0.00081296 | 0.00073278 | 0.00060371 | 0.00083147 | 0.00083201 | 0.00081015 | 0.0010442 | 0.0017323 | 0.001011
kWh | WDA57 | 0.0010905 | 0.0014293 | 0.0011876 | 0.00092717 | 0.00077108 | 0.00068433 | 0.00066808 | 0.0007759 | 0.00080003 | 0.00086476 | 0.0016063 | 0.0011411
kWh | WDA58 | 0.0010985 | 0.0011369 | 0.001251 | 0.0010352 | 0.00089966 | 0.00076434 | 0.00088381 | 0.00084825 | 0.0010286 | 0.00090476 | 0.0016305 | 0.0013577
kWh | WDA59 | 0.0012819 | 0.0010541 | 0.00097917 | 0.0009493 | 0.00082996 | 0.00072337 | 0.0010106 | 0.00091607 | 0.0010365 | 0.00092024 | 0.0015843 | 0.0014316
kWh | WDA60 | 0.0014101 | 0.0010533 | 0.0012331 | 0.001253 | 0.00060149 | 0.00073175 | 0.00099851 | 0.001146 | 0.0013527 | 0.0011802 | 0.0018353 | 0.0013233
kWh | WDA61 | 0.0013448 | 0.0011128 | 0.0012931 | 0.0012019 | 0.00072331 | 0.0009128 | 0.0011527 | 0.0013481 | 0.001617 | 0.0011328 | 0.002242 | 0.0017103
kWh | WDA62 | 0.0015976 | 0.001013 | 0.0013667 | 0.0014044 | 0.00071464 | 0.00090827 | 0.0014987 | 0.0014004 | 0.0021882 | 0.0012046 | 0.0018329 | 0.0014265
kWh | WDA63 | 0.0019017 | 0.0010874 | 0.00098504 | 0.0015959 | 0.00072743 | 0.0010885 | 0.001665 | 0.0015183 | 0.0019249 | 0.0015271 | 0.0020325 | 0.0012519
kWh | WDA64 | 0.0017134 | 0.00098276 | 0.0011833 | 0.0016475 | 0.00098274 | 0.0012402 | 0.0016514 | 0.0019154 | 0.0019728 | 0.0016052 | 0.0020656 | 0.0016656
kWh | WDA65 | 0.0018452 | 0.0012066 | 0.002182 | 0.0016994 | 0.001049 | 0.0015129 | 0.0017721 | 0.0020293 | 0.0021335 | 0.0017975 | 0.0021148 | 0.0017711
kWh | WDA66 | 0.0020169 | 0.001415 | 0.0020523 | 0.0014627 | 0.0010534 | 0.0014497 | 0.0018495 | 0.0022194 | 0.0022512 | 0.002049 | 0.002341 | 0.0021077
kWh | WDA67 | 0.0023928 | 0.0024756 | 0.0021607 | 0.0012811 | 0.0011475 | 0.0018272 | 0.0018607 | 0.002575 | 0.0019954 | 0.0019894 | 0.0028657 | 0.0020663
kWh | WDA68 | 0.0026422 | 0.0024953 | 0.0022516 | 0.0017089 | 0.0014952 | 0.0015904 | 0.00185 | 0.0026076 | 0.0017709 | 0.0022258 | 0.003048 | 0.0015039
kWh | WDA69 | 0.0019277 | 0.0022691 | 0.0021663 | 0.0020482 | 0.0013389 | 0.0014199 | 0.001838 | 0.0024331 | 0.0016317 | 0.0022396 | 0.0026579 | 0.0015416
kWh | WDA70 | 0.0015136 | 0.0021477 | 0.0018262 | 0.0017266 | 0.0014739 | 0.0015541 | 0.0016943 | 0.0022107 | 0.0019216 | 0.0022159 | 0.0026467 | 0.0014073
kWh | WDA71 | 0.0014857 | 0.0020385 | 0.0017925 | 0.0019067 | 0.0011984 | 0.0013874 | 0.0017818 | 0.0021299 | 0.0016121 | 0.0016811 | 0.0024275 | 0.0012238
kWh | WDA72 | 0.0014034 | 0.0015826 | 0.0011029 | 0.0011488 | 0.00087765 | 0.0011317 | 0.001534 | 0.0020747 | 0.0015129 | 0.0014921 | 0.0020491 | 0.0010363
kWh | WDA73 | 0.0011783 | 0.0014044 | 0.00099366 | 0.00076575 | 0.00077985 | 0.00091124 | 0.0013064 | 0.0017782 | 0.0011972 | 0.0010561 | 0.00141 | 0.00080577
kWh | WDA74 | 0.00088435 | 0.0010758 | 0.00084085 | 0.00066563 | 0.00057292 | 0.00081365 | 0.0010968 | 0.0014889 | 0.0011595 | 0.00092654 | 0.0013895 | 0.00074458
kWh | WDA75 | 0.00083889 | 0.0012921 | 0.0012342 | 0.00059349 | 0.00066288 | 0.000811 | 0.0010553 | 0.0013134 | 0.0012151 | 0.00096276 | 0.001165 | 0.00074048
kWh | WDA76 | 0.000972 | 0.0016391 | 0.0012348 | 0.00054895 | 0.00068773 | 0.0008684 | 0.00095906 | 0.001313 | 0.0012256 | 0.00076869 | 0.0013452 | 0.00073976
kWh | WDA77 | 0.0010627 | 0.001604 | 0.0012176 | 0.00054213 | 0.00075703 | 0.00078494 | 0.00097463 | 0.0011118 | 0.0010631 | 0.00088404 | 0.0012007 | 0.0008551
kWh | WDA78 | 0.0011158 | 0.0014232 | 0.00090795 | 0.00060344 | 0.0006665 | 0.00058882 | 0.00094594 | 0.0010524 | 0.00095762 | 0.00075221 | 0.0010923 | 0.00084663
kWh | WDA79 | 0.0011038 | 0.0013888 | 0.00093065 | 0.00074991 | 0.00064434 | 0.0005063 | 0.00088438 | 0.0008893 | 0.00085196 | 0.0008355 | 0.0013217 | 0.00072256
kWh | WDA80 | 0.0015367 | 0.0019546 | 0.0011501 | 0.00089899 | 0.00071055 | 0.00062286 | 0.00092006 | 0.0008892 | 0.00090438 | 0.00075914 | 0.0013999 | 0.00096686
kWh | WDA81 | 0.0014087 | 0.0016128 | 0.0009948 | 0.00096041 | 0.00063996 | 0.00069275 | 0.00069104 | 0.00080999 | 0.00075701 | 0.00080165 | 0.0015158 | 0.0012103
kWh | WDA82 | 0.0014411 | 0.0012503 | 0.0010614 | 0.00085865 | 0.00063473 | 0.0010675 | 0.00076096 | 0.00081211 | 0.0010015 | 0.00084472 | 0.0015486 | 0.00152
kWh | WDA83 | 0.001173 | 0.0010489 | 0.0013485 | 0.00076186 | 0.00080136 | 0.00075533 | 0.00087513 | 0.00097217 | 0.0010304 | 0.00081699 | 0.0014114 | 0.0014238
kWh | WDA84 | 0.0012801 | 0.0011398 | 0.0011368 | 0.00079443 | 0.00067459 | 0.00082956 | 0.0013497 | 0.0011693 | 0.0015403 | 0.00097031 | 0.0012865 | 0.001631
kWh | WDA85 | 0.0012878 | 0.0012945 | 0.0011408 | 0.00093142 | 0.00065936 | 0.0010839 | 0.0014177 | 0.0012143 | 0.0018492 | 0.0010419 | 0.0014209 | 0.0014458
kWh | WDA86 | 0.0010904 | 0.0012363 | 0.0011019 | 0.00083982 | 0.00075334 | 0.0010884 | 0.0016537 | 0.0015555 | 0.0020227 | 0.0011806 | 0.0015077 | 0.0020564
kWh | WDA87 | 0.0010742 | 0.001718 | 0.0010989 | 0.0011442 | 0.00088693 | 0.0012263 | 0.0015207 | 0.0017108 | 0.0022406 | 0.0016347 | 0.0014286 | 0.0017411
kWh | WDA88 | 0.0010585 | 0.0015634 | 0.0011174 | 0.0013166 | 0.0010235 | 0.0013154 | 0.0017714 | 0.0021216 | 0.0022522 | 0.0016576 | 0.0016556 | 0.0018431
kWh | WDA89 | 0.0011098 | 0.0013301 | 0.0013706 | 0.0013171 | 0.0013394 | 0.0012483 | 0.0018944 | 0.0021169 | 0.002529 | 0.0019595 | 0.0022075 | 0.0019958
kWh | WDA90 | 0.0018362 | 0.001705 | 0.0016705 | 0.0015049 | 0.0015964 | 0.0012271 | 0.0022023 | 0.002282 | 0.0024359 | 0.0021766 | 0.0022354 | 0.001678
kWh | WDA91 | 0.002441 | 0.0024912 | 0.0020338 | 0.0017463 | 0.0020562 | 0.0014029 | 0.0023477 | 0.0026997 | 0.0020882 | 0.002289 | 0.0024305 | 0.0018891
kWh | WDA92 | 0.0025905 | 0.0024484 | 0.002663 | 0.0018069 | 0.0023707 | 0.0014563 | 0.0022317 | 0.002559 | 0.001951 | 0.0019927 | 0.0023492 | 0.0022239
kWh | WDA93 | 0.0023679 | 0.0025567 | 0.0019184 | 0.0019775 | 0.0019462 | 0.0013075 | 0.0019412 | 0.0025554 | 0.0017564 | 0.0023083 | 0.0026256 | 0.0018028
kWh | WDA94 | 0.0020005 | 0.0022403 | 0.0019025 | 0.0018659 | 0.0017763 | 0.0015418 | 0.0016611 | 0.0023366 | 0.0018416 | 0.0025805 | 0.0019941 | 0.0016158
kWh | WDA95 | 0.0017074 | 0.0023076 | 0.0012873 | 0.0015275 | 0.001409 | 0.0013717 | 0.0017081 | 0.0021044 | 0.001769 | 0.0022321 | 0.0018711 | 0.0015615
kWh | WDA96 | 0.0012596 | 0.0018853 | 0.00092467 | 0.0013583 | 0.0010781 | 0.0011179 | 0.0016677 | 0.0019739 | 0.0015572 | 0.0018196 | 0.0017352 | 0.0011106
kWh | WDA97 | 0.0011973 | 0.0010629 | 0.00084177 | 0.00080004 | 0.00093249 | 0.0010149 | 0.0013355 | 0.0016481 | 0.0013132 | 0.0015189 | 0.0014733 | 0.00076743
kWh | WDA98 | 0.0010128 | 0.0014514 | 0.00078356 | 0.00084575 | 0.00074362 | 0.00083179 | 0.0011184 | 0.0013374 | 0.0011098 | 0.0014416 | 0.0011407 | 0.00074977
kWh | WDA99 | 0.0011253 | 0.0015459 | 0.00078585 | 0.00078633 | 0.00079898 | 0.0007161 | 0.0010177 | 0.0012331 | 0.001091 | 0.0016495 | 0.0012612 | 0.00095957
kWh | WDA100 | 0.00099868 | 0.0015794 | 0.00095575 | 0.00076206 | 0.00086776 | 0.0006959 | 0.00095765 | 0.0012139 | 0.0011093 | 0.0017575 | 0.001324 | 0.00094345
kWh | WDA101 | 0.0013861 | 0.0017935 | 0.0011651 | 0.00092478 | 0.0007899 | 0.00077401 | 0.00092516 | 0.0013116 | 0.0009691 | 0.0011709 | 0.0013275 | 0.00098462
kWh | WDA102 | 0.0011648 | 0.0014451 | 0.00093072 | 0.00077198 | 0.00074167 | 0.00060094 | 0.00092846 | 0.0011585 | 0.00091435 | 0.0010849 | 0.0011879 | 0.00087754
kWh | WDA103 | 0.0012656 | 0.0014974 | 0.00087532 | 0.00081012 | 0.00066238 | 0.00052938 | 0.00086955 | 0.0010007 | 0.00073528 | 0.0010862 | 0.0010937 | 0.0012373
kWh | WDA104 | 0.0016113 | 0.0017587 | 0.0010077 | 0.0010332 | 0.00074414 | 0.00066403 | 0.00075978 | 0.0010176 | 0.00086635 | 0.001359 | 0.00129 | 0.001246
kWh | WDA105 | 0.001408 | 0.0019967 | 0.001282 | 0.00089316 | 0.0006903 | 0.00066693 | 0.00083039 | 0.00088794 | 0.00078782 | 0.0012662 | 0.0015268 | 0.0012927
kWh | WDA106 | 0.001246 | 0.0014152 | 0.0013354 | 0.00090837 | 0.00082938 | 0.0010726 | 0.00083306 | 0.0010426 | 0.00087968 | 0.0012978 | 0.0016455 | 0.0010567
kWh | WDA107 | 0.0010027 | 0.0013681 | 0.0015424 | 0.00073684 | 0.00099033 | 0.00098817 | 0.00096802 | 0.0011438 | 0.00099148 | 0.0013646 | 0.0016085 | 0.0011381
kWh | WDA108 | 0.0012902 | 0.0012222 | 0.0013779 | 0.00080741 | 0.00077578 | 0.0011587 | 0.0010354 | 0.0012599 | 0.0013133 | 0.0014618 | 0.0016109 | 0.0010482
kWh | WDA109 | 0.001296 | 0.0011893 | 0.0018172 | 0.00087496 | 0.0009217 | 0.0012536 | 0.0011378 | 0.0015254 | 0.0015384 | 0.001555 | 0.0016534 | 0.0011054
kWh | WDA110 | 0.0013597 | 0.0011805 | 0.0018609 | 0.00078787 | 0.0010936 | 0.0011192 | 0.0013604 | 0.0016842 | 0.0016771 | 0.0018576 | 0.0023126 | 0.001245
kWh | WDA111 | 0.0012077 | 0.0014311 | 0.0015075 | 0.00081507 | 0.001192 | 0.0013391 | 0.0015398 | 0.0017031 | 0.0021181 | 0.0021309 | 0.0020293 | 0.0013258
kWh | WDA112 | 0.00091633 | 0.0013372 | 0.001944 | 0.00099756 | 0.0016016 | 0.0016121 | 0.001566 | 0.0021576 | 0.0022289 | 0.0023301 | 0.0019097 | 0.0010528
kWh | WDA113 | 0.0010756 | 0.001401 | 0.0023214 | 0.0010551 | 0.0019864 | 0.001636 | 0.0020329 | 0.0024181 | 0.0020703 | 0.0023544 | 0.002039 | 0.0012036
kWh | WDA114 | 0.0016416 | 0.0019063 | 0.00218 | 0.0013401 | 0.002448 | 0.0016312 | 0.0022811 | 0.0025465 | 0.0017525 | 0.0026117 | 0.0023099 | 0.0016379
kWh | WDA115 | 0.0018116 | 0.0025747 | 0.0017347 | 0.0016899 | 0.0022944 | 0.0019353 | 0.0021527 | 0.002772 | 0.0018929 | 0.0025528 | 0.0026733 | 0.0021751
kWh | WDA116 | 0.0018473 | 0.0031117 | 0.0018787 | 0.0016333 | 0.0020857 | 0.0016823 | 0.0022553 | 0.0025702 | 0.0019534 | 0.002403 | 0.0021335 | 0.0021845
kWh | WDA117 | 0.0019486 | 0.0024781 | 0.0015856 | 0.0015955 | 0.0022488 | 0.0015324 | 0.0021096 | 0.0021919 | 0.0018296 | 0.0023965 | 0.0019188 | 0.0018835
kWh | WDA118 | 0.0017863 | 0.001889 | 0.0019681 | 0.0014617 | 0.0022709 | 0.0017706 | 0.0020348 | 0.0022222 | 0.001801 | 0.0022772 | 0.0017893 | 0.0013755
kWh | WDA119 | 0.0027313 | 0.0016734 | 0.0018976 | 0.0011241 | 0.0017901 | 0.0014769 | 0.0018635 | 0.0022305 | 0.0017966 | 0.0022115 | 0.0017774 | 0.0012015
kWh | WDA120 | 0.001724 | 0.0014094 | 0.0014261 | 0.0010537 | 0.0012656 | 0.001109 | 0.0016738 | 0.002078 | 0.001628 | 0.0020608 | 0.0014071 | 0.00094083
kWh | WEA1 | 0.0011899 | 0.0012141 | 0.0012538 | 0.00087314 | 0.0010615 | 0.00081721 | 0.0013871 | 0.0016029 | 0.0011498 | 0.0015819 | 0.0011659 | 0.00090731
kWh | WEA2 | 0.00079739 | 0.0012115 | 0.00085866 | 0.00075224 | 0.00089531 | 0.00067679 | 0.0011003 | 0.0014344 | 0.0010118 | 0.0013782 | 0.001055 | 0.00075696
kWh | WEA3 | 0.0010123 | 0.0011415 | 0.00081897 | 0.00080336 | 0.00080061 | 0.00065421 | 0.0010085 | 0.001369 | 0.00091131 | 0.0012388 | 0.00096668 | 0.0011772
kWh | WEA4 | 0.001347 | 0.0012323 | 0.00077985 | 0.00090596 | 0.0009292 | 0.00058008 | 0.00095507 | 0.0011583 | 0.00095384 | 0.0012488 | 0.00086403 | 0.0013209
kWh | WEA5 | 0.0014534 | 0.0010743 | 0.0012184 | 0.0011486 | 0.00088339 | 0.00052765 | 0.00098394 | 0.001304 | 0.00090252 | 0.0012385 | 0.00077143 | 0.0013046
kWh | WEA6 | 0.00099612 | 0.0010858 | 0.00095232 | 0.00081398 | 0.00074031 | 0.00053825 | 0.00094428 | 0.0010888 | 0.00095715 | 0.0012348 | 0.00081884 | 0.0010118
kWh | WEA7 | 0.001038 | 0.0010598 | 0.00076643 | 0.00068995 | 0.00074041 | 0.0005407 | 0.0008245 | 0.00084961 | 0.00083646 | 0.0010765 | 0.0010549 | 0.0010881
kWh | WEA8 | 0.0013958 | 0.0013381 | 0.0010595 | 0.00087596 | 0.00084702 | 0.00069654 | 0.00091339 | 0.0008412 | 0.00088296 | 0.0012756 | 0.0012452 | 0.0011859
kWh | WEA9 | 0.0011444 | 0.0015761 | 0.0014618 | 0.0009537 | 0.00081995 | 0.00068681 | 0.00083752 | 0.00099788 | 0.00072837 | 0.0012835 | 0.0014816 | 0.0012656
kWh | WEA10 | 0.0011061 | 0.0015505 | 0.0016849 | 0.00095392 | 0.00087823 | 0.00077993 | 0.00075 | 0.0012458 | 0.00068194 | 0.0011444 | 0.0014912 | 0.0010014
kWh | WEA11 | 0.0011389 | 0.0016474 | 0.0018078 | 0.000903 | 0.00090408 | 0.0008468 | 0.00084306 | 0.0012327 | 0.00083011 | 0.0014292 | 0.0020449 | 0.00081414
kWh | WEA12 | 0.0012394 | 0.0019226 | 0.0014511 | 0.00069192 | 0.00077187 | 0.00087713 | 0.001014 | 0.0014465 | 0.00088298 | 0.0017154 | 0.0017655 | 0.00084376
kWh | WEA13 | 0.0011671 | 0.0021688 | 0.0016376 | 0.00076526 | 0.0011316 | 0.00093767 | 0.0011843 | 0.001748 | 0.0010652 | 0.0020084 | 0.0015886 | 0.000857
kWh | WEA14 | 0.0012625 | 0.0020342 | 0.0014106 | 0.00082652 | 0.0010678 | 0.0012014 | 0.0013521 | 0.001796 | 0.0018353 | 0.0016867 | 0.0015914 | 0.001026
kWh | WEA15 | 0.0011941 | 0.0016726 | 0.0013596 | 0.00097043 | 0.0012676 | 0.0013095 | 0.0014025 | 0.0018634 | 0.0020299 | 0.0018642 | 0.0020075 | 0.00090741
kWh | WEA16 | 0.0013417 | 0.0019353 | 0.0013274 | 0.0012906 | 0.0017907 | 0.0014613 | 0.0015662 | 0.0019198 | 0.0018727 | 0.0020592 | 0.0018756 | 0.0009242
kWh | WEA17 | 0.0013734 | 0.0021148 | 0.0012986 | 0.0012037 | 0.0019932 | 0.0015257 | 0.0019304 | 0.0023502 | 0.0022699 | 0.0024791 | 0.0017639 | 0.00098143
kWh | WEA18 | 0.0015947 | 0.0017807 | 0.0017967 | 0.0013049 | 0.00194 | 0.0015989 | 0.0019112 | 0.0023473 | 0.0023968 | 0.0027021 | 0.0020474 | 0.0013511
kWh | WEA19 | 0.0018656 | 0.0023647 | 0.0023049 | 0.0015088 | 0.0019927 | 0.0016704 | 0.0022456 | 0.0023511 | 0.0020804 | 0.0029638 | 0.0018458 | 0.001874
kWh | WEA20 | 0.0022899 | 0.0024396 | 0.002076 | 0.0020227 | 0.0016952 | 0.0019229 | 0.0020489 | 0.0023303 | 0.0021197 | 0.0028525 | 0.001929 | 0.0019612
kWh | WEA21 | 0.0020024 | 0.0018987 | 0.0019082 | 0.0020859 | 0.0015747 | 0.0018083 | 0.0017902 | 0.0022303 | 0.0017725 | 0.002615 | 0.0018167 | 0.001643
kWh | WEA22 | 0.0029901 | 0.0020835 | 0.0022105 | 0.0016451 | 0.0016757 | 0.0017428 | 0.0020128 | 0.0018257 | 0.0017872 | 0.0025891 | 0.0016508 | 0.0015311
kWh | WEA23 | 0.0020943 | 0.0017858 | 0.0016756 | 0.0015605 | 0.0015873 | 0.0018613 | 0.0016809 | 0.0018512 | 0.0015985 | 0.0019789 | 0.0019337 | 0.0015513
kWh | WEA24 | 0.0013253 | 0.0013661 | 0.0010322 | 0.001263 | 0.0013174 | 0.0015623 | 0.0016038 | 0.001772 | 0.0014349 | 0.0017921 | 0.0013883 | 0.0013066
kWh | WEA25 | 0.00093501 | 0.0013488 | 0.00094891 | 0.0010202 | 0.001265 | 0.0011558 | 0.0013526 | 0.0014463 | 0.0014267 | 0.001437 | 0.0010298 | 0.00085587
kWh | WEA26 | 0.0010342 | 0.0013317 | 0.00078551 | 0.00075316 | 0.00090466 | 0.00098055 | 0.0012092 | 0.0014137 | 0.001356 | 0.0012614 | 0.00089695 | 0.00084735
kWh | WEA27 | 0.00087056 | 0.001213 | 0.00092708 | 0.00082406 | 0.00098184 | 0.00083844 | 0.0010023 | 0.0012083 | 0.0014443 | 0.0012346 | 0.00088156 | 0.0010104
kWh | WEA28 | 0.00087674 | 0.0012343 | 0.0009298 | 0.00077003 | 0.0011032 | 0.0008865 | 0.00086873 | 0.0010259 | 0.0014365 | 0.0011516 | 0.00093731 | 0.0010165
kWh | WEA29 | 0.0012274 | 0.001527 | 0.00090637 | 0.00098872 | 0.0010823 | 0.00085592 | 0.00087665 | 0.0010242 | 0.0014328 | 0.0012752 | 0.00076591 | 0.0013062
kWh | WEA30 | 0.00090406 | 0.0011996 | 0.00090118 | 0.00075187 | 0.00077481 | 0.00072466 | 0.00097624 | 0.00091313 | 0.0013538 | 0.0010912 | 0.0008556 | 0.001002
kWh | WEA31 | 0.00095632 | 0.0011626 | 0.0010477 | 0.0007097 | 0.00053214 | 0.00055569 | 0.00085634 | 0.00085275 | 0.0013055 | 0.0010449 | 0.0010866 | 0.0011932
kWh | WEA32 | 0.0011229 | 0.0015302 | 0.0013149 | 0.00098679 | 0.00072903 | 0.00064895 | 0.00076799 | 0.0008646 | 0.001087 | 0.0013719 | 0.001245 | 0.0014665
kWh | WEA33 | 0.0011378 | 0.0015703 | 0.001213 | 0.0010945 | 0.00085965 | 0.00076603 | 0.00068359 | 0.0010391 | 0.00099836 | 0.0011352 | 0.0012264 | 0.0012077
kWh | WEA34 | 0.00093481 | 0.0018693 | 0.0010737 | 0.00084406 | 0.0010738 | 0.00075162 | 0.00073943 | 0.0010798 | 0.00079258 | 0.0012347 | 0.001006 | 0.0011061
kWh | WEA35 | 0.00093108 | 0.0016262 | 0.00098118 | 0.00075384 | 0.0011271 | 0.0009841 | 0.00087636 | 0.0013353 | 0.00076995 | 0.0010304 | 0.0010905 | 0.0012358
kWh | WEA36 | 0.001131 | 0.0025064 | 0.0013357 | 0.00078738 | 0.0011555 | 0.001121 | 0.0010041 | 0.0014547 | 0.00096247 | 0.0011765 | 0.0012486 | 0.0011431
kWh | WEA37 | 0.0010418 | 0.0022393 | 0.0012934 | 0.00074785 | 0.0012122 | 0.0013308 | 0.001274 | 0.0016627 | 0.0013699 | 0.0013038 | 0.0012819 | 0.00096747
kWh | WEA38 | 0.0010719 | 0.0015645 | 0.0015524 | 0.00086363 | 0.0013352 | 0.0013785 | 0.0014755 | 0.0019941 | 0.0017919 | 0.001469 | 0.0013614 | 0.0011256
kWh | WEA39 | 0.0010069 | 0.0014229 | 0.0013476 | 0.00097263 | 0.0016043 | 0.0013727 | 0.0015083 | 0.0021811 | 0.0019788 | 0.0016232 | 0.00096439 | 0.00090664
kWh | WEA40 | 0.0011252 | 0.0020192 | 0.001146 | 0.00097921 | 0.0021437 | 0.0013481 | 0.0016811 | 0.0025667 | 0.0020942 | 0.0018309 | 0.0011945 | 0.00093339
kWh | WEA41 | 0.001088 | 0.0017227 | 0.0011548 | 0.001043 | 0.0022915 | 0.0015414 | 0.0019644 | 0.0025472 | 0.0021349 | 0.0019501 | 0.0011322 | 0.00092096
kWh | WEA42 | 0.0012319 | 0.0016866 | 0.0017089 | 0.0014566 | 0.0023746 | 0.0017932 | 0.0020761 | 0.0027186 | 0.0021318 | 0.0020182 | 0.0013348 | 0.0014097
kWh | WEA43 | 0.0015599 | 0.0025169 | 0.0020063 | 0.0015846 | 0.001946 | 0.0017758 | 0.0021334 | 0.0025944 | 0.0022932 | 0.0023314 | 0.0020096 | 0.0018638
kWh | WEA44 | 0.0018094 | 0.0024039 | 0.002109 | 0.0016235 | 0.0017926 | 0.0018591 | 0.0020032 | 0.0024347 | 0.0022603 | 0.001987 | 0.002059 | 0.0017404
kWh | WEA45 | 0.0018811 | 0.0029466 | 0.0026454 | 0.0018801 | 0.0015351 | 0.0016772 | 0.0020414 | 0.0025249 | 0.0019084 | 0.0016614 | 0.0018948 | 0.0019042
kWh | WEA46 | 0.001825 | 0.0020766 | 0.0023243 | 0.0016168 | 0.0017609 | 0.0018092 | 0.0020362 | 0.0024541 | 0.0018601 | 0.001538 | 0.0017797 | 0.0016304
kWh | WEA47 | 0.0020067 | 0.0019899 | 0.0023339 | 0.0018136 | 0.0018134 | 0.0019665 | 0.0019886 | 0.0021055 | 0.0019082 | 0.0013107 | 0.0015917 | 0.0014772
kWh | WEA48 | 0.0012583 | 0.0011649 | 0.0013471 | 0.0012864 | 0.0013207 | 0.0016501 | 0.0016298 | 0.001821 | 0.0018228 | 0.0010509 | 0.0014199 | 0.0010366
kWh | WDB1 | 0.00092186 | 0.0010822 | 0.00099692 | 0.0010889 | 0.0010218 | 0.0013336 | 0.0012514 | 0.0018651 | 0.0016252 | 0.0010426 | 0.0011057 | 0.00077256
kWh | WDB2 | 0.0010589 | 0.00086302 | 0.00099912 | 0.00096017 | 0.0009405 | 0.0010654 | 0.0010549 | 0.0015906 | 0.0015081 | 0.00095229 | 0.00088109 | 0.001532
kWh | WDB3 | 0.0011737 | 0.00093889 | 0.00077427 | 0.00080813 | 0.00087198 | 0.00095903 | 0.0010425 | 0.0013673 | 0.0014513 | 0.0009728 | 0.00090048 | 0.0009472
kWh | WDB4 | 0.0011262 | 0.0010803 | 0.00073855 | 0.0007739 | 0.00093879 | 0.00085111 | 0.00086533 | 0.0012569 | 0.0014661 | 0.0007911 | 0.00097527 | 0.00092507
kWh | WDB5 | 0.0010209 | 0.00096774 | 0.0010025 | 0.00072677 | 0.00084957 | 0.00096 | 0.00096825 | 0.0013066 | 0.0013833 | 0.00072343 | 0.0010262 | 0.0010578
kWh | WDB6 | 0.00096141 | 0.0010432 | 0.00093388 | 0.00063589 | 0.00070933 | 0.00081917 | 0.00089424 | 0.0010377 | 0.0012773 | 0.00075515 | 0.00090035 | 0.00093308
kWh | WDB7 | 0.0011275 | 0.001547 | 0.00099085 | 0.0007499 | 0.0006646 | 0.00058102 | 0.00087373 | 0.00090708 | 0.0012298 | 0.0006948 | 0.00099851 | 0.0011833
kWh | WDB8 | 0.0013266 | 0.0017871 | 0.0012712 | 0.0010041 | 0.00070019 | 0.00077384 | 0.00083378 | 0.00087863 | 0.00097198 | 0.00083108 | 0.0011736 | 0.0013397
kWh | WDB9 | 0.0012662 | 0.0014655 | 0.0011396 | 0.00097404 | 0.00080654 | 0.00080847 | 0.00074439 | 0.00082552 | 0.00081834 | 0.0007468 | 0.0010532 | 0.0013487
kWh | WDB10 | 0.0012768 | 0.0014271 | 0.001164 | 0.0010126 | 0.0010302 | 0.00090151 | 0.00083707 | 0.00088837 | 0.00098444 | 0.00095845 | 0.0010296 | 0.0010566
kWh | WDB11 | 0.0013596 | 0.0010901 | 0.0010938 | 0.0010556 | 0.0013552 | 0.00099977 | 0.001002 | 0.0010968 | 0.00097058 | 0.0011363 | 0.00085247 | 0.0011568
kWh | WDB12 | 0.0010273 | 0.0012708 | 0.0010309 | 0.00096594 | 0.0010397 | 0.001067 | 0.0011597 | 0.0013793 | 0.0012092 | 0.0013251 | 0.00092688 | 0.0010615
kWh | WDB13 | 0.0011342 | 0.0013285 | 0.001102 | 0.00093459 | 0.0010039 | 0.0012475 | 0.0012412 | 0.00148 | 0.0012781 | 0.0015449 | 0.00096254 | 0.0013096
kWh | WDB14 | 0.0011037 | 0.0011609 | 0.0010655 | 0.00091877 | 0.00092453 | 0.0014872 | 0.0014936 | 0.0017038 | 0.0015216 | 0.0013816 | 0.0010856 | 0.0015323
kWh | WDB15 | 0.0010158 | 0.0011267 | 0.0011082 | 0.00087919 | 0.0013348 | 0.0014663 | 0.001572 | 0.0017599 | 0.0015098 | 0.001785 | 0.00098672 | 0.0014643
kWh | WDB16 | 0.0011786 | 0.00094107 | 0.001377 | 0.00098519 | 0.0012829 | 0.0016023 | 0.001687 | 0.0020759 | 0.001811 | 0.0018189 | 0.0010767 | 0.001356
kWh | WDB17 | 0.0014214 | 0.0012018 | 0.0015088 | 0.0014829 | 0.0011333 | 0.001765 | 0.0019806 | 0.0023631 | 0.0020465 | 0.001985 | 0.0014732 | 0.0016473
kWh | WDB18 | 0.0013206 | 0.0018625 | 0.0018688 | 0.0016397 | 0.0014354 | 0.0019053 | 0.0021171 | 0.0023783 | 0.002108 | 0.0019339 | 0.0021609 | 0.0020354
kWh | WDB19 | 0.0016115 | 0.0025434 | 0.0026003 | 0.0015559 | 0.0014148 | 0.0020882 | 0.0021881 | 0.0023694 | 0.0024178 | 0.0019525 | 0.0021372 | 0.0025199
kWh | WDB20 | 0.001739 | 0.0025015 | 0.0018919 | 0.0015364 | 0.0016882 | 0.0020362 | 0.0021469 | 0.0025417 | 0.0023634 | 0.0019566 | 0.0017088 | 0.0023929
kWh | WDB21 | 0.0019783 | 0.0023685 | 0.00227 | 0.001582 | 0.0017558 | 0.001921 | 0.0018649 | 0.0024376 | 0.0020146 | 0.0015944 | 0.0019386 | 0.0023205
kWh | WDB22 | 0.0017186 | 0.0025752 | 0.002612 | 0.0018552 | 0.0016732 | 0.0019878 | 0.001707 | 0.0023239 | 0.0020876 | 0.0016898 | 0.0021279 | 0.001788
kWh | WDB23 | 0.0014943 | 0.0020398 | 0.002153 | 0.00171 | 0.0016505 | 0.0018995 | 0.0017544 | 0.0020848 | 0.0020121 | 0.0016279 | 0.0018263 | 0.0020878
kWh | WDB24 | 0.0012854 | 0.0018469 | 0.0016126 | 0.0014203 | 0.0012337 | 0.0018355 | 0.0014461 | 0.0020495 | 0.001857 | 0.0013926 | 0.0014795 | 0.0016523
kWh | WDB25 | 0.00084443 | 0.0015801 | 0.0013447 | 0.00099406 | 0.00090977 | 0.0013255 | 0.0012003 | 0.0018127 | 0.001491 | 0.0013196 | 0.00099635 | 0.00095818
kWh | WDB26 | 0.00077724 | 0.0010057 | 0.0011046 | 0.00072416 | 0.000765 | 0.0010247 | 0.0011795 | 0.0013704 | 0.0011754 | 0.0011111 | 0.00095967 | 0.0010843
kWh | WDB27 | 0.00071445 | 0.0011958 | 0.0009331 | 0.00077468 | 0.00071331 | 0.00089829 | 0.00091383 | 0.0012433 | 0.001195 | 0.00094419 | 0.00095544 | 0.0012858
kWh | WDB28 | 0.00084664 | 0.0011281 | 0.00072944 | 0.00074503 | 0.00062373 | 0.00076843 | 0.00092036 | 0.0011595 | 0.0010758 | 0.0006435 | 0.0009528 | 0.0013978
kWh | WDB29 | 0.00098174 | 0.001345 | 0.0010457 | 0.00074507 | 0.00067127 | 0.00088684 | 0.0009677 | 0.0013289 | 0.00098584 | 0.0005635 | 0.00097712 | 0.001507
kWh | WDB30 | 0.00094906 | 0.0013864 | 0.0010946 | 0.00067069 | 0.00073141 | 0.00075937 | 0.00090619 | 0.001125 | 0.001024 | 0.00051022 | 0.00091294 | 0.0014252
kWh | WDB31 | 0.00094595 | 0.0014923 | 0.0009194 | 0.00062336 | 0.00068416 | 0.00063945 | 0.00078839 | 0.0010314 | 0.0011582 | 0.0005772 | 0.0010794 | 0.0012898
kWh | WDB32 | 0.0011482 | 0.0016796 | 0.001074 | 0.00074492 | 0.00083419 | 0.00072748 | 0.00083561 | 0.0010318 | 0.00095059 | 0.0006006 | 0.0013614 | 0.0016891
kWh | WDB33 | 0.0012669 | 0.0015645 | 0.0011499 | 0.0010614 | 0.0008032 | 0.00075891 | 0.00078207 | 0.00090954 | 0.00090448 | 0.00086905 | 0.0011518 | 0.0015668
kWh | WDB34 | 0.0013853 | 0.0010883 | 0.0010013 | 0.0011959 | 0.00091536 | 0.00085676 | 0.0010209 | 0.0010725 | 0.00090457 | 0.0011217 | 0.0010712 | 0.0013756
kWh | WDB35 | 0.00164 | 0.001027 | 0.00097445 | 0.0011841 | 0.0011098 | 0.00089237 | 0.0010941 | 0.0012304 | 0.00098883 | 0.0010279 | 0.00097559 | 0.0012991
kWh | WDB36 | 0.002297 | 0.0010596 | 0.0011698 | 0.0012695 | 0.00099898 | 0.001021 | 0.0012079 | 0.0012793 | 0.001088 | 0.0010522 | 0.0011042 | 0.0012889
kWh | WDB37 | 0.0016255 | 0.0010827 | 0.0014271 | 0.0011474 | 0.00086944 | 0.0012818 | 0.0012986 | 0.0015547 | 0.0012213 | 0.0011008 | 0.0011395 | 0.001425
kWh | WDB38 | 0.0013058 | 0.0010413 | 0.0013517 | 0.0010446 | 0.0011546 | 0.0015223 | 0.0013712 | 0.0015247 | 0.0013268 | 0.0012214 | 0.0010789 | 0.0014267
kWh | WDB39 | 0.001223 | 0.00092288 | 0.0013035 | 0.0010492 | 0.0010587 | 0.0014419 | 0.0017608 | 0.0017948 | 0.0014477 | 0.0014404 | 0.0011154 | 0.0011876
kWh | WDB40 | 0.001672 | 0.00093051 | 0.0015356 | 0.0013077 | 0.0016033 | 0.0016944 | 0.0018137 | 0.0019832 | 0.0017544 | 0.0018076 | 0.0010431 | 0.0012355
kWh | WDB41 | 0.0017264 | 0.001086 | 0.0011053 | 0.0017652 | 0.0017528 | 0.0018005 | 0.0019828 | 0.0021864 | 0.0020947 | 0.0016583 | 0.00091964 | 0.0015706
kWh | WDB42 | 0.0014221 | 0.0014371 | 0.0011922 | 0.0015368 | 0.0023551 | 0.001859 | 0.0021791 | 0.0021846 | 0.0021878 | 0.0016645 | 0.001045 | 0.0016033
kWh | WDB43 | 0.0021507 | 0.0023553 | 0.0020873 | 0.001434 | 0.0023406 | 0.0018517 | 0.002071 | 0.002344 | 0.0023602 | 0.0016381 | 0.0017478 | 0.0022162
kWh | WDB44 | 0.00164 | 0.0028478 | 0.0024856 | 0.0014769 | 0.0027056 | 0.0017554 | 0.0021088 | 0.0024814 | 0.0021979 | 0.0014149 | 0.0016759 | 0.0016894
kWh | WDB45 | 0.0020989 | 0.0026344 | 0.0017886 | 0.0016139 | 0.0025495 | 0.0019029 | 0.0019202 | 0.0024558 | 0.0021592 | 0.0013765 | 0.0017054 | 0.0017131
kWh | WDB46 | 0.0021425 | 0.0023787 | 0.001579 | 0.001456 | 0.0024522 | 0.0017697 | 0.0018942 | 0.0023208 | 0.0019637 | 0.0014202 | 0.0013645 | 0.001776
kWh | WDB47 | 0.0027382 | 0.0018114 | 0.0015045 | 0.0014694 | 0.0022 | 0.0015914 | 0.001959 | 0.0020286 | 0.0017162 | 0.0014689 | 0.0013048 | 0.0026268
kWh | WDB48 | 0.0019541 | 0.0012 | 0.0013985 | 0.0015769 | 0.0014399 | 0.0012944 | 0.0017042 | 0.0018635 | 0.001605 | 0.00099407 | 0.0009999 | 0.0020475
kWh | WDB49 | 0.0013489 | 0.0010495 | 0.00093921 | 0.00094758 | 0.0013398 | 0.0010517 | 0.0014775 | 0.001694 | 0.0014814 | 0.00072372 | 0.0008794 | 0.0018461
kWh | WDB50 | 0.00118 | 0.00099932 | 0.00072409 | 0.0010016 | 0.001123 | 0.00087009 | 0.0012502 | 0.001455 | 0.0012871 | 0.00058939 | 0.00075237 | 0.0011259
kWh | WDB51 | 0.0009792 | 0.0011205 | 0.00066824 | 0.0008308 | 0.0010613 | 0.0008481 | 0.0011097 | 0.0012771 | 0.0011272 | 0.00052119 | 0.00070824 | 0.0011202
kWh | WDB52 | 0.001024 | 0.0010396 | 0.00098941 | 0.00081959 | 0.00094207 | 0.00074652 | 0.00093775 | 0.0012104 | 0.00098028 | 0.00057637 | 0.00080308 | 0.001129
kWh | WDB53 | 0.0011307 | 0.0013413 | 0.0012044 | 0.00077701 | 0.0011568 | 0.00077523 | 0.0009816 | 0.0013097 | 0.00095501 | 0.00064554 | 0.00087674 | 0.0013231
kWh | WDB54 | 0.0012196 | 0.0013642 | 0.0011405 | 0.00075701 | 0.0010221 | 0.00062697 | 0.00097656 | 0.0012097 | 0.001029 | 0.00053874 | 0.00085383 | 0.0010375
kWh | WDB55 | 0.0011384 | 0.0013279 | 0.00096886 | 0.00067203 | 0.00096745 | 0.00059628 | 0.00085034 | 0.0010733 | 0.0009657 | 0.00060566 | 0.00098363 | 0.0010368
kWh | WDB56 | 0.0014451 | 0.0018068 | 0.0011212 | 0.00079076 | 0.0010457 | 0.00063896 | 0.00091017 | 0.00096899 | 0.0010593 | 0.0007639 | 0.0012022 | 0.0012604
kWh | WDB57 | 0.0013576 | 0.0015097 | 0.0010661 | 0.0011129 | 0.0010202 | 0.00074048 | 0.00077388 | 0.0010042 | 0.0010059 | 0.00094162 | 0.00098772 | 0.0014366
kWh | WDB58 | 0.0017723 | 0.0012589 | 0.0010498 | 0.0016205 | 0.000994 | 0.00064277 | 0.00088634 | 0.0009995 | 0.00094352 | 0.00096306 | 0.0010441 | 0.0013261
kWh | WDB59 | 0.0017582 | 0.0010503 | 0.0009244 | 0.0013675 | 0.0012485 | 0.00084251 | 0.0010013 | 0.0011105 | 0.001098 | 0.00084747 | 0.0010475 | 0.0011271
kWh | WDB60 | 0.0017017 | 0.0010273 | 0.00094501 | 0.0013126 | 0.0015094 | 0.0010367 | 0.0011787 | 0.0012394 | 0.0011043 | 0.00094106 | 0.00098274 | 0.0012523
kWh | WDB61 | 0.0017354 | 0.0011689 | 0.0010993 | 0.0011081 | 0.0016316 | 0.0011385 | 0.0012149 | 0.00168 | 0.0012495 | 0.0010302 | 0.0011023 | 0.0016096
kWh | WDB62 | 0.001897 | 0.0011818 | 0.0012108 | 0.001328 | 0.0018547 | 0.0014139 | 0.0014584 | 0.0017429 | 0.0015521 | 0.00094188 | 0.0010842 | 0.0016466
kWh | WDB63 | 0.0016172 | 0.001161 | 0.0014225 | 0.0015179 | 0.0019638 | 0.0013399 | 0.0015572 | 0.0019244 | 0.0018973 | 0.0010977 | 0.00094839 | 0.0014606
kWh | WDB64 | 0.0014593 | 0.0011062 | 0.0014165 | 0.0016211 | 0.0022937 | 0.0015782 | 0.0016442 | 0.0021256 | 0.002015 | 0.0010843 | 0.0011706 | 0.0015109
kWh | WDB65 | 0.0013623 | 0.0012049 | 0.0012603 | 0.0018505 | 0.0024137 | 0.001743 | 0.0019474 | 0.0022048 | 0.0020913 | 0.0013693 | 0.0011804 | 0.0018245
kWh | WDB66 | 0.0019407 | 0.0016833 | 0.0012147 | 0.0016929 | 0.0028196 | 0.0018423 | 0.0020445 | 0.0024071 | 0.0021437 | 0.0015357 | 0.001461 | 0.0018264
kWh | WDB67 | 0.0017249 | 0.0019653 | 0.0020197 | 0.0019355 | 0.002692 | 0.0018448 | 0.0019886 | 0.0027348 | 0.0021614 | 0.0014121 | 0.001786 | 0.0022391
kWh | WDB68 | 0.0018425 | 0.002642 | 0.0021051 | 0.0016686 | 0.0025884 | 0.001868 | 0.0018323 | 0.0025711 | 0.0022396 | 0.0016922 | 0.0020982 | 0.0016276
kWh | WDB69 | 0.0020479 | 0.0021771 | 0.0020642 | 0.0018389 | 0.0029925 | 0.0020081 | 0.0019158 | 0.0025165 | 0.0019175 | 0.0015669 | 0.0017534 | 0.0017761
kWh | WDB70 | 0.0027498 | 0.0020359 | 0.0014689 | 0.0016907 | 0.0030089 | 0.0019972 | 0.0019875 | 0.0022953 | 0.0017079 | 0.0016404 | 0.0013687 | 0.0018613
kWh | WDB71 | 0.0025201 | 0.0015248 | 0.0014011 | 0.0017209 | 0.002252 | 0.0018784 | 0.0017521 | 0.0020497 | 0.001636 | 0.0012781 | 0.0015201 | 0.0016974
kWh | WDB72 | 0.0011912 | 0.0013347 | 0.0010417 | 0.0012692 | 0.0014736 | 0.0018197 | 0.0014356 | 0.001913 | 0.0015632 | 0.00093429 | 0.0013196 | 0.0014754
kWh | WDB73 | 0.0010401 | 0.0012533 | 0.00080098 | 0.0008958 | 0.0012955 | 0.0014565 | 0.0012448 | 0.0016578 | 0.0012965 | 0.00076528 | 0.00089229 | 0.0010598
kWh | WDB74 | 0.00098695 | 0.00091182 | 0.00070957 | 0.00089067 | 0.0010288 | 0.0012231 | 0.001039 | 0.0013672 | 0.0012755 | 0.00066432 | 0.00081645 | 0.00085279
kWh | WDB75 | 0.00095001 | 0.0011194 | 0.00073718 | 0.0008542 | 0.00086819 | 0.0010786 | 0.00091008 | 0.0013732 | 0.0010988 | 0.00070234 | 0.00074121 | 0.00082651
kWh | WDB76 | 0.0011413 | 0.001033 | 0.0010785 | 0.00071461 | 0.00078004 | 0.0011291 | 0.00088189 | 0.0013294 | 0.00095752 | 0.00063144 | 0.00081711 | 0.00071214
kWh | WDB77 | 0.0013807 | 0.0013006 | 0.0011086 | 0.0010948 | 0.00084786 | 0.0010738 | 0.0008503 | 0.0012712 | 0.0011497 | 0.00075265 | 0.00084916 | 0.00096414
kWh | WDB78 | 0.0012741 | 0.0011238 | 0.0010763 | 0.00093711 | 0.00082483 | 0.00091982 | 0.00093228 | 0.001151 | 0.0009814 | 0.0007408 | 0.00087821 | 0.00079299
kWh | WDB79 | 0.0011188 | 0.0011606 | 0.00085948 | 0.0009711 | 0.00068516 | 0.00081821 | 0.00089004 | 0.00095904 | 0.00085817 | 0.00068002 | 0.00086753 | 0.00088308
kWh | WDB80 | 0.0014344 | 0.0014845 | 0.0010082 | 0.00123 | 0.00091699 | 0.00089248 | 0.0008114 | 0.0009761 | 0.00079582 | 0.00079388 | 0.0013917 | 0.0011119
kWh | WDB81 | 0.001397 | 0.0014834 | 0.0014423 | 0.0011563 | 0.00097798 | 0.00091417 | 0.00068429 | 0.00092493 | 0.0008614 | 0.00068445 | 0.001081 | 0.0013562
kWh | WDB82 | 0.0012092 | 0.0011254 | 0.001386 | 0.00090854 | 0.000855 | 0.001081 | 0.00075531 | 0.0011242 | 0.00087211 | 0.00068789 | 0.00093882 | 0.0015187
kWh | WDB83 | 0.0014246 | 0.0009139 | 0.0011017 | 0.00091834 | 0.0010655 | 0.0013732 | 0.00084088 | 0.0010939 | 0.0011098 | 0.00074452 | 0.0011098 | 0.0012442
kWh | WDB84 | 0.0015895 | 0.0011479 | 0.0012237 | 0.0010879 | 0.00099814 | 0.0015018 | 0.0010442 | 0.0012192 | 0.0012975 | 0.0008065 | 0.00095637 | 0.0012493
kWh | WDB85 | 0.0015295 | 0.0015048 | 0.0012652 | 0.0009686 | 0.0013212 | 0.0017211 | 0.0012401 | 0.0014461 | 0.0014312 | 0.00079057 | 0.0010232 | 0.0014322
kWh | WDB86 | 0.0015013 | 0.0013216 | 0.0012978 | 0.0011248 | 0.0014294 | 0.0017697 | 0.0012422 | 0.001587 | 0.0015714 | 0.0010034 | 0.0011721 | 0.001533
kWh | WDB87 | 0.0011582 | 0.00092636 | 0.0011357 | 0.0012339 | 0.0014622 | 0.0020309 | 0.0014535 | 0.001846 | 0.0019817 | 0.00099222 | 0.0012268 | 0.0016888
kWh | WDB88 | 0.00081638 | 0.00094934 | 0.0014957 | 0.0019517 | 0.0015854 | 0.0022263 | 0.0016718 | 0.0023145 | 0.0021318 | 0.0013878 | 0.0010729 | 0.0015812
kWh | WDB89 | 0.00098162 | 0.0014142 | 0.0017931 | 0.0024502 | 0.0020041 | 0.0021179 | 0.0018118 | 0.0023158 | 0.0023752 | 0.0016016 | 0.0011751 | 0.0018079
kWh | WDB90 | 0.0014569 | 0.0018229 | 0.0015032 | 0.0032889 | 0.0020947 | 0.0022378 | 0.0018363 | 0.0025618 | 0.0026604 | 0.0017828 | 0.0013251 | 0.001985
kWh | WDB91 | 0.0020292 | 0.0018542 | 0.0015594 | 0.002725 | 0.0024221 | 0.0022616 | 0.0020193 | 0.002841 | 0.0024292 | 0.0019072 | 0.0020792 | 0.0020827
kWh | WDB92 | 0.0022214 | 0.0020392 | 0.0016026 | 0.0027152 | 0.0023884 | 0.0020392 | 0.002042 | 0.0027186 | 0.0023594 | 0.0019635 | 0.0017441 | 0.0021462
kWh | WDB93 | 0.0018458 | 0.0022873 | 0.0016034 | 0.0024839 | 0.0023622 | 0.0019199 | 0.0018269 | 0.0024885 | 0.0020323 | 0.0020154 | 0.0019017 | 0.0021832
kWh | WDB94 | 0.0024569 | 0.0018061 | 0.0013305 | 0.0029504 | 0.002441 | 0.0019779 | 0.0016997 | 0.0026026 | 0.0019611 | 0.0019108 | 0.0015269 | 0.0016723
kWh | WDB95 | 0.0024174 | 0.0014511 | 0.0011647 | 0.0026294 | 0.0023915 | 0.0018703 | 0.0017776 | 0.0021341 | 0.0017324 | 0.0015498 | 0.0011009 | 0.0012715
kWh | WDB96 | 0.001268 | 0.0012855 | 0.0010115 | 0.0016744 | 0.0017573 | 0.0017317 | 0.0014674 | 0.0020806 | 0.0014431 | 0.0012052 | 0.00087633 | 0.0010049
kWh | WDB97 | 0.00098691 | 0.0010952 | 0.00077422 | 0.0013516 | 0.0013049 | 0.0013931 | 0.0011977 | 0.0016697 | 0.0013249 | 0.0010202 | 0.00082171 | 0.00083067
kWh | WDB98 | 0.00087786 | 0.00085189 | 0.00068355 | 0.0011405 | 0.0011308 | 0.0013104 | 0.0010303 | 0.0014969 | 0.0010332 | 0.00086106 | 0.00078563 | 0.0008223
kWh | WDB99 | 0.00095509 | 0.00090591 | 0.00066606 | 0.0010847 | 0.0012833 | 0.0011959 | 0.00086931 | 0.0012835 | 0.0010291 | 0.0007368 | 0.0007389 | 0.00089966
kWh | WDB100 | 0.0010762 | 0.00096799 | 0.00064101 | 0.0010628 | 0.0010248 | 0.0010894 | 0.00097085 | 0.0012009 | 0.00094415 | 0.00068783 | 0.0008615 | 0.00073576
kWh | WDB101 | 0.0014843 | 0.0009878 | 0.0006599 | 0.0011701 | 0.0011116 | 0.0011561 | 0.00092191 | 0.0012096 | 0.00093059 | 0.00064877 | 0.0009364 | 0.00092764
kWh | WDB102 | 0.0010936 | 0.00099087 | 0.00091749 | 0.00094347 | 0.00092354 | 0.001112 | 0.00085752 | 0.0010143 | 0.00078249 | 0.00064275 | 0.00084376 | 0.00099683
kWh | WDB103 | 0.0012543 | 0.0011332 | 0.0007382 | 0.00093638 | 0.00093096 | 0.00083504 | 0.00082515 | 0.00095639 | 0.00085181 | 0.00081141 | 0.0009134 | 0.0011506
kWh | WDB104 | 0.0012958 | 0.0012311 | 0.00093164 | 0.0011651 | 0.001005 | 0.0010242 | 0.00075101 | 0.00091969 | 0.00076916 | 0.00092621 | 0.0011135 | 0.0012659
kWh | WDB105 | 0.0012797 | 0.0012394 | 0.0010697 | 0.00099926 | 0.00107 | 0.001085 | 0.0006592 | 0.00089483 | 0.00091138 | 0.00088278 | 0.0015348 | 0.0012895
kWh | WDB106 | 0.0009517 | 0.0010153 | 0.0011432 | 0.00087901 | 0.0011578 | 0.0011476 | 0.00069987 | 0.00097968 | 0.00081447 | 0.00085543 | 0.0012561 | 0.0010533
kWh | WDB107 | 0.00089571 | 0.00098203 | 0.0013422 | 0.00081544 | 0.0011844 | 0.0013206 | 0.00072618 | 0.0010637 | 0.00089378 | 0.00076753 | 0.0013585 | 0.0010759
kWh | WDB108 | 0.0011602 | 0.0011795 | 0.0012725 | 0.00080426 | 0.0011108 | 0.0014126 | 0.00098341 | 0.0012218 | 0.001268 | 0.0009754 | 0.0010751 | 0.0012077
kWh | WDB109 | 0.00094082 | 0.0016528 | 0.0010324 | 0.0009283 | 0.0010695 | 0.0016547 | 0.001101 | 0.001408 | 0.0016653 | 0.0011597 | 0.0012238 | 0.0012641
kWh | WDB110 | 0.0010446 | 0.0014641 | 0.0010511 | 0.0010258 | 0.0012661 | 0.0019345 | 0.0011475 | 0.0017649 | 0.0018299 | 0.0014272 | 0.0014857 | 0.0012978
kWh | WDB111 | 0.001064 | 0.0013014 | 0.001383 | 0.0011853 | 0.001178 | 0.0022032 | 0.0011672 | 0.0020848 | 0.0019327 | 0.0014509 | 0.0013198 | 0.0010767
kWh | WDB112 | 0.0011292 | 0.0017383 | 0.00095151 | 0.0012612 | 0.0013931 | 0.0022126 | 0.001442 | 0.0022734 | 0.0019163 | 0.0017282 | 0.0015086 | 0.0012636
kWh | WDB113 | 0.00083701 | 0.0012684 | 0.001153 | 0.0010627 | 0.0018161 | 0.0021817 | 0.0018331 | 0.002558 | 0.0020812 | 0.0020598 | 0.001497 | 0.0010876
kWh | WDB114 | 0.0010178 | 0.001396 | 0.0011451 | 0.001444 | 0.0020082 | 0.0025218 | 0.0018342 | 0.0029557 | 0.0023277 | 0.0020822 | 0.0018166 | 0.0016155
kWh | WDB115 | 0.0015489 | 0.001516 | 0.0012279 | 0.0016692 | 0.002057 | 0.0022193 | 0.0017785 | 0.0028599 | 0.0023219 | 0.0022828 | 0.0016508 | 0.0019157
kWh | WDB116 | 0.0015608 | 0.0013621 | 0.0014293 | 0.0014492 | 0.0017355 | 0.0022975 | 0.001807 | 0.0027226 | 0.002369 | 0.0022991 | 0.0020922 | 0.0016844
kWh | WDB117 | 0.0013793 | 0.0018774 | 0.0012442 | 0.0017035 | 0.0017555 | 0.0020096 | 0.001858 | 0.0026283 | 0.0024047 | 0.0024391 | 0.0016041 | 0.0016778
kWh | WDB118 | 0.0015075 | 0.0020931 | 0.0013098 | 0.0014237 | 0.0018339 | 0.0017707 | 0.0019429 | 0.0022714 | 0.0022909 | 0.0026186 | 0.0016087 | 0.0018438
kWh | WDB119 | 0.0013181 | 0.001999 | 0.0015071 | 0.0012085 | 0.0020967 | 0.001913 | 0.0018133 | 0.0020495 | 0.0017378 | 0.0019586 | 0.0013404 | 0.0014063
kWh | WDB120 | 0.0010809 | 0.0017866 | 0.0013778 | 0.00099276 | 0.0016958 | 0.0017072 | 0.0014914 | 0.0017416 | 0.0017162 | 0.0015919 | 0.0013894 | 0.0010081
kWh | WEB1 | 0.00084069 | 0.0012 | 0.0011137 | 0.00079264 | 0.0014646 | 0.0013666 | 0.0011778 | 0.0016206 | 0.0014368 | 0.0014209 | 0.00092516 | 0.00088123
kWh | WEB2 | 0.00090124 | 0.00086307 | 0.0008491 | 0.00078222 | 0.0010927 | 0.0012618 | 0.0010366 | 0.0014234 | 0.0013737 | 0.001209 | 0.00090679 | 0.00075731
kWh | WEB3 | 0.0008852 | 0.00083584 | 0.00067788 | 0.00083833 | 0.0011536 | 0.0011575 | 0.00095324 | 0.0012206 | 0.0011548 | 0.0012091 | 0.00091536 | 0.00078642
kWh | WEB4 | 0.00091006 | 0.0010314 | 0.00071936 | 0.00086636 | 0.0011245 | 0.001161 | 0.0009846 | 0.001094 | 0.0010759 | 0.0010568 | 0.00092005 | 0.00090808
kWh | WEB5 | 0.0013407 | 0.0014728 | 0.00096913 | 0.0010029 | 0.0011101 | 0.0011047 | 0.0011353 | 0.0012493 | 0.00095844 | 0.00098689 | 0.0010754 | 0.00094797
kWh | WEB6 | 0.00096487 | 0.0010698 | 0.00084579 | 0.00089523 | 0.0010084 | 0.0010898 | 0.00099413 | 0.0010034 | 0.0010002 | 0.0010207 | 0.0010438 | 0.00082923
kWh | WEB7 | 0.0010236 | 0.00088689 | 0.00069531 | 0.00080057 | 0.00079779 | 0.00091319 | 0.00085899 | 0.00098468 | 0.0011014 | 0.00092693 | 0.00088967 | 0.00093698
kWh | WEB8 | 0.0013175 | 0.001189 | 0.00088047 | 0.00098142 | 0.00085764 | 0.00096346 | 0.00082965 | 0.00087698 | 0.0010658 | 0.00092035 | 0.0010185 | 0.0011094
kWh | WEB9 | 0.0012895 | 0.0014475 | 0.0011524 | 0.00087122 | 0.0009099 | 0.00084123 | 0.00061998 | 0.0009701 | 0.00070239 | 0.0010314 | 0.0014582 | 0.0010952
kWh | WEB10 | 0.0012141 | 0.0014279 | 0.0012709 | 0.00080474 | 0.00092457 | 0.0011288 | 0.00071818 | 0.0010156 | 0.00071897 | 0.0011516 | 0.0011726 | 0.0010978
kWh | WEB11 | 0.0011197 | 0.0015807 | 0.00099844 | 0.00090243 | 0.0012306 | 0.0013096 | 0.00076971 | 0.0010509 | 0.00078975 | 0.00095829 | 0.0010913 | 0.0010272
kWh | WEB12 | 0.0008648 | 0.0013787 | 0.0012742 | 0.00082111 | 0.0012375 | 0.0015391 | 0.000983 | 0.0013918 | 0.0011007 | 0.0011736 | 0.0011053 | 0.0010255
kWh | WEB13 | 0.00071413 | 0.0013823 | 0.0013785 | 0.00081673 | 0.0013455 | 0.0013768 | 0.001125 | 0.0015303 | 0.0014625 | 0.0014611 | 0.0012225 | 0.0010649
kWh | WEB14 | 0.00090016 | 0.0016343 | 0.0011809 | 0.00095246 | 0.0015863 | 0.001524 | 0.0013857 | 0.0018913 | 0.0016719 | 0.001502 | 0.0013673 | 0.0010758
kWh | WEB15 | 0.00097212 | 0.0018201 | 0.0016426 | 0.00094781 | 0.0017831 | 0.0015911 | 0.001459 | 0.0018367 | 0.0018393 | 0.0014038 | 0.0016973 | 0.00098185
kWh | WEB16 | 0.0007631 | 0.0020253 | 0.001907 | 0.00079766 | 0.0021378 | 0.0017217 | 0.0016425 | 0.002278 | 0.0021671 | 0.0016586 | 0.0016918 | 0.00099026
kWh | WEB17 | 0.0007815 | 0.0016198 | 0.002207 | 0.00084593 | 0.0023468 | 0.0018595 | 0.0017598 | 0.0022843 | 0.0022369 | 0.0020219 | 0.0016288 | 0.0010766
kWh | WEB18 | 0.0010405 | 0.0018765 | 0.0017819 | 0.0010738 | 0.0026388 | 0.002276 | 0.0018046 | 0.0021141 | 0.0023251 | 0.0021761 | 0.0017371 | 0.0016305
kWh | WEB19 | 0.001641 | 0.0020452 | 0.0019289 | 0.0011195 | 0.002439 | 0.0023477 | 0.001935 | 0.0017388 | 0.0024244 | 0.0025999 | 0.001881 | 0.0020156
kWh | WEB20 | 0.0018041 | 0.0023099 | 0.0020462 | 0.0016437 | 0.0025793 | 0.0022374 | 0.0021757 | 0.00175 | 0.0021835 | 0.0026403 | 0.0014175 | 0.0019941
kWh | WEB21 | 0.0019355 | 0.0019393 | 0.0020803 | 0.0020962 | 0.0023883 | 0.002297 | 0.0020226 | 0.0014845 | 0.0021986 | 0.0023914 | 0.0018769 | 0.0014089
kWh | WEB22 | 0.0017457 | 0.0019956 | 0.0019373 | 0.001977 | 0.0023518 | 0.0019576 | 0.0018518 | 0.001452 | 0.0021206 | 0.0021683 | 0.0015192 | 0.0016604
kWh | WEB23 | 0.0014726 | 0.0017103 | 0.0014516 | 0.0013257 | 0.0020899 | 0.0021519 | 0.0017314 | 0.0014269 | 0.0018627 | 0.002042 | 0.0015953 | 0.0013367
kWh | WEB24 | 0.0009395 | 0.0011598 | 0.0011807 | 0.0010929 | 0.0018154 | 0.0018241 | 0.0015616 | 0.0013279 | 0.0017445 | 0.0017427 | 0.0013497 | 0.00092805
kWh | WEB25 | 0.0007754 | 0.0012585 | 0.00093446 | 0.00093818 | 0.0016168 | 0.0013975 | 0.001262 | 0.0013622 | 0.0013105 | 0.0011742 | 0.0010404 | 0.00084602
kWh | WEB26 | 0.00076871 | 0.0011413 | 0.0007753 | 0.00079467 | 0.0013105 | 0.0012015 | 0.0010322 | 0.0013717 | 0.00099708 | 0.00094715 | 0.00080633 | 0.00080752
kWh | WEB27 | 0.00077243 | 0.00094001 | 0.0007418 | 0.00094064 | 0.0011999 | 0.0011119 | 0.00097109 | 0.0011876 | 0.0011057 | 0.00083567 | 0.00070047 | 0.00077189
kWh | WEB28 | 0.00086013 | 0.00088626 | 0.0010582 | 0.00089384 | 0.0011368 | 0.001143 | 0.001038 | 0.0010068 | 0.0010566 | 0.00072249 | 0.0007308 | 0.00075721
kWh | WEB29 | 0.0013779 | 0.0011109 | 0.00094487 | 0.0010096 | 0.0012995 | 0.0012744 | 0.0010724 | 0.00090929 | 0.00098999 | 0.00076232 | 0.00093904 | 0.0011388
kWh | WEB30 | 0.00099219 | 0.0009306 | 0.00098358 | 0.00078577 | 0.00095338 | 0.0010535 | 0.00095054 | 0.0008726 | 0.00089275 | 0.00079622 | 0.00098303 | 0.0010769
kWh | WEB31 | 0.0010145 | 0.0007342 | 0.0011796 | 0.00085612 | 0.00068219 | 0.00092363 | 0.00077258 | 0.00076061 | 0.00094201 | 0.00074238 | 0.00098124 | 0.0012052
kWh | WEB32 | 0.0014716 | 0.0010646 | 0.0012694 | 0.00094892 | 0.00097358 | 0.00093764 | 0.00083622 | 0.00077407 | 0.00088048 | 0.00098147 | 0.0011863 | 0.0012875
kWh | WEB33 | 0.001112 | 0.0011302 | 0.0012114 | 0.00082876 | 0.0010764 | 0.0008853 | 0.00059363 | 0.00076813 | 0.00090165 | 0.0010402 | 0.0011985 | 0.0014791
kWh | WEB34 | 0.00092577 | 0.001305 | 0.0011901 | 0.00079983 | 0.0014687 | 0.0010904 | 0.00077831 | 0.00084792 | 0.001031 | 0.0012064 | 0.00095038 | 0.0010957
kWh | WEB35 | 0.00077931 | 0.0016163 | 0.00126 | 0.00072436 | 0.001423 | 0.0010447 | 0.00075583 | 0.0010147 | 0.00098 | 0.0011546 | 0.0010425 | 0.00098688
kWh | WEB36 | 0.00078242 | 0.0015334 | 0.0014202 | 0.00078012 | 0.0016651 | 0.0011396 | 0.0010178 | 0.0012759 | 0.0011665 | 0.0010573 | 0.0011749 | 0.001031
kWh | WEB37 | 0.0011284 | 0.0013879 | 0.0013053 | 0.0009827 | 0.0013837 | 0.0013413 | 0.001116 | 0.0013746 | 0.0013176 | 0.0011175 | 0.0010999 | 0.00091357
kWh | WEB38 | 0.0013267 | 0.002124 | 0.0013597 | 0.00099306 | 0.0018041 | 0.0013842 | 0.0014439 | 0.0013614 | 0.001482 | 0.0012366 | 0.0011362 | 0.0011514
kWh | WEB39 | 0.00095509 | 0.0014732 | 0.0015642 | 0.00085592 | 0.0015479 | 0.0015552 | 0.0013506 | 0.0014738 | 0.0014783 | 0.0012813 | 0.001036 | 0.0010969
kWh | WEB40 | 0.00093145 | 0.0015807 | 0.0017444 | 0.00082186 | 0.0013914 | 0.0018127 | 0.0015557 | 0.0013395 | 0.0017006 | 0.0015745 | 0.0013137 | 0.0010519
kWh | WEB41 | 0.0011133 | 0.0017582 | 0.0023286 | 0.0010075 | 0.0014842 | 0.0022392 | 0.0017123 | 0.0012521 | 0.0019228 | 0.001905 | 0.001359 | 0.0012041
kWh | WEB42 | 0.0010942 | 0.0019951 | 0.0028838 | 0.0014557 | 0.0012625 | 0.0021785 | 0.0017994 | 0.0012365 | 0.0022047 | 0.0018563 | 0.0020265 | 0.0018038
kWh | WEB43 | 0.0019204 | 0.0023206 | 0.0024158 | 0.0015491 | 0.0011889 | 0.0022386 | 0.0020186 | 0.0012384 | 0.0026548 | 0.002251 | 0.0019589 | 0.0023002
kWh | WEB44 | 0.0017112 | 0.0024682 | 0.0024587 | 0.0018265 | 0.0012717 | 0.0022402 | 0.0020905 | 0.0015756 | 0.0025667 | 0.0020755 | 0.0023481 | 0.0019364
kWh | WEB45 | 0.001669 | 0.0020973 | 0.0023576 | 0.0018753 | 0.001382 | 0.00223 | 0.0021507 | 0.0014332 | 0.0023162 | 0.0018646 | 0.0025204 | 0.0019063
kWh | WEB46 | 0.0013439 | 0.002036 | 0.0023679 | 0.0015371 | 0.0015219 | 0.0020255 | 0.0018497 | 0.0013925 | 0.0021821 | 0.0018036 | 0.001821 | 0.0020059
kWh | WEB47 | 0.0010834 | 0.001686 | 0.0019088 | 0.0014689 | 0.0014258 | 0.0021827 | 0.0017034 | 0.0012595 | 0.0018363 | 0.0018915 | 0.0017685 | 0.0015674
kWh | WEB48 | 0.00091048 | 0.0013734 | 0.0015983 | 0.0010723 | 0.0010935 | 0.0018442 | 0.001525 | 0.0010809 | 0.0015911 | 0.001598 | 0.0014765 | 0.001111
kWh | WDC1 | 0.0007812 | 0.00097745 | 0.0012347 | 0.00095046 | 0.00087302 | 0.0014031 | 0.0012459 | 0.00086206 | 0.0012433 | 0.0016397 | 0.00098105 | 0.0010579
kWh | WDC2 | 0.00067349 | 0.00078631 | 0.0010657 | 0.00093805 | 0.00066231 | 0.0011838 | 0.0012778 | 0.0006791 | 0.0012201 | 0.0012376 | 0.00088967 | 0.00092512
kWh | WDC3 | 0.0006421 | 0.00075047 | 0.00087208 | 0.0010469 | 0.00070978 | 0.0011285 | 0.0011173 | 0.00060223 | 0.0011456 | 0.0010122 | 0.00098037 | 0.0009357
kWh | WDC4 | 0.00086611 | 0.00070643 | 0.0010752 | 0.0011674 | 0.00066412 | 0.001109 | 0.0011968 | 0.0006845 | 0.0010658 | 0.00096397 | 0.0010081 | 0.00086819
kWh | WDC5 | 0.0011441 | 0.00074199 | 0.00092771 | 0.0011162 | 0.00063447 | 0.0012178 | 0.0011366 | 0.00066251 | 0.00091103 | 0.00097633 | 0.0011425 | 0.0011276
kWh | WDC6 | 0.0009284 | 0.00097666 | 0.00094505 | 0.00082429 | 0.000557 | 0.0010615 | 0.00097827 | 0.0007289 | 0.00085137 | 0.00096348 | 0.0009607 | 0.0010832
kWh | WDC7 | 0.00080433 | 0.00090409 | 0.0011411 | 0.00074343 | 0.00052419 | 0.0010204 | 0.00090014 | 0.00062532 | 0.00081348 | 0.00078059 | 0.0010119 | 0.0011338
kWh | WDC8 | 0.0011805 | 0.0011781 | 0.0012446 | 0.0011724 | 0.00063639 | 0.00093126 | 0.00077279 | 0.00068393 | 0.00092977 | 0.001057 | 0.001167 | 0.0013939
kWh | WDC9 | 0.0012066 | 0.0013776 | 0.0011353 | 0.0011277 | 0.00097465 | 0.00099729 | 0.00062722 | 0.00068184 | 0.00081953 | 0.00096531 | 0.0010155 | 0.0012499
kWh | WDC10 | 0.0010503 | 0.0011707 | 0.0012816 | 0.00098204 | 0.0010752 | 0.0010249 | 0.0007208 | 0.0006296 | 0.0010851 | 0.001386 | 0.0009555 | 0.0013681
kWh | WDC11 | 0.00083664 | 0.001336 | 0.0016593 | 0.00098724 | 0.00096408 | 0.0010698 | 0.00086871 | 0.00075128 | 0.0010677 | 0.0012932 | 0.00089389 | 0.0013731
kWh | WDC12 | 0.00093921 | 0.0014187 | 0.0012147 | 0.00094367 | 0.0012028 | 0.0010827 | 0.00109 | 0.0007205 | 0.0011367 | 0.0015509 | 0.00093526 | 0.0013467
kWh | WDC13 | 0.00084281 | 0.0013862 | 0.0013204 | 0.00090909 | 0.00099641 | 0.0014019 | 0.0012067 | 0.00071065 | 0.0013404 | 0.0018129 | 0.0010532 | 0.0014558
kWh | WDC14 | 0.0011156 | 0.0017314 | 0.0014987 | 0.00096747 | 0.0010938 | 0.0015164 | 0.001405 | 0.00079776 | 0.0016078 | 0.0020162 | 0.001543 | 0.001441
kWh | WDC15 | 0.0013074 | 0.0016133 | 0.0017732 | 0.0012179 | 0.001343 | 0.0016167 | 0.0015324 | 0.00065424 | 0.0015606 | 0.0022757 | 0.0017241 | 0.001222
kWh | WDC16 | 0.0010508 | 0.0012771 | 0.0023244 | 0.0013478 | 0.0011622 | 0.0020165 | 0.0017706 | 0.00064535 | 0.0018915 | 0.0024283 | 0.0017637 | 0.0012605
kWh | WDC17 | 0.0010153 | 0.0013067 | 0.0029386 | 0.0013872 | 0.0011827 | 0.0021734 | 0.0020318 | 0.00079591 | 0.0021192 | 0.0025695 | 0.0016883 | 0.0013947
kWh | WDC18 | 0.0010788 | 0.0019352 | 0.0035706 | 0.0017086 | 0.0015248 | 0.0022632 | 0.0021025 | 0.00099948 | 0.0023501 | 0.0024659 | 0.0021486 | 0.0014574
kWh | WDC19 | 0.0014899 | 0.0021274 | 0.0030157 | 0.0021675 | 0.0013172 | 0.002332 | 0.0021736 | 0.0010143 | 0.0025527 | 0.0022566 | 0.0020332 | 0.0016449
kWh | WDC20 | 0.0013461 | 0.0022943 | 0.0026776 | 0.0017366 | 0.0013636 | 0.0022778 | 0.0020452 | 0.0010687 | 0.0024462 | 0.0022774 | 0.001956 | 0.0018794
kWh | WDC21 | 0.00166 | 0.0021348 | 0.0026335 | 0.0017973 | 0.0016903 | 0.0020186 | 0.0020467 | 0.001258 | 0.0025761 | 0.0025015 | 0.0020051 | 0.0018321
kWh | WDC22 | 0.001664 | 0.0020371 | 0.0024498 | 0.0020456 | 0.001568 | 0.0021023 | 0.0018184 | 0.0012482 | 0.0022214 | 0.0020336 | 0.0019121 | 0.0015936
kWh | WDC23 | 0.0014157 | 0.001747 | 0.0018609 | 0.0016357 | 0.0015704 | 0.0019011 | 0.001937 | 0.0012381 | 0.0019965 | 0.0020543 | 0.0018552 | 0.0015351
kWh | WDC24 | 0.0010341 | 0.0011511 | 0.0013778 | 0.0015792 | 0.001171 | 0.0018996 | 0.0017037 | 0.0011143 | 0.0017357 | 0.0017875 | 0.0014356 | 0.0011386
kWh | WDC25 | 0.00079182 | 0.0009483 | 0.0011764 | 0.0010349 | 0.000784 | 0.0016159 | 0.0015925 | 0.00093483 | 0.0013668 | 0.0017969 | 0.0010054 | 0.0012139
kWh | WDC26 | 0.00086652 | 0.00075827 | 0.00094471 | 0.00085875 | 0.0007346 | 0.0013944 | 0.0013181 | 0.00075509 | 0.0013022 | 0.001451 | 0.00080604 | 0.0011051
kWh | WDC27 | 0.00092507 | 0.0007723 | 0.00094577 | 0.00087914 | 0.00068424 | 0.0011542 | 0.0010661 | 0.00071739 | 0.0011781 | 0.0013 | 0.00083295 | 0.0010387
kWh | WDC28 | 0.00090524 | 0.00073885 | 0.0012236 | 0.00084774 | 0.00067753 | 0.0010662 | 0.00095222 | 0.00077815 | 0.0009117 | 0.0010486 | 0.00091764 | 0.0011559
kWh | WDC29 | 0.0011674 | 0.00099919 | 0.0010859 | 0.00086087 | 0.00082895 | 0.0011054 | 0.0010145 | 0.00084871 | 0.00090134 | 0.001058 | 0.00096738 | 0.0013034
kWh | WDC30 | 0.00093809 | 0.00093655 | 0.00097132 | 0.0008085 | 0.0007332 | 0.0010367 | 0.00088864 | 0.0007535 | 0.0010509 | 0.0010107 | 0.00086181 | 0.0010214
kWh | WDC31 | 0.00082978 | 0.0011195 | 0.001035 | 0.00065759 | 0.00067621 | 0.00082283 | 0.00081632 | 0.00067071 | 0.0011505 | 0.00087883 | 0.0010265 | 0.001063
kWh | WDC32 | 0.0011457 | 0.0015174 | 0.0011469 | 0.00077049 | 0.00088011 | 0.00094405 | 0.00083781 | 0.0006478 | 0.0011489 | 0.0010621 | 0.0012577 | 0.0012656
kWh | WDC33 | 0.0013363 | 0.0014113 | 0.0011193 | 0.001016 | 0.00091714 | 0.00092619 | 0.00069375 | 0.00062635 | 0.00088957 | 0.0011092 | 0.001136 | 0.0012967
kWh | WDC34 | 0.0014349 | 0.0010382 | 0.0009611 | 0.0011449 | 0.00080586 | 0.0009558 | 0.00086265 | 0.00055174 | 0.00087201 | 0.0016715 | 0.00088962 | 0.0011941
kWh | WDC35 | 0.0015966 | 0.00096984 | 0.0010092 | 0.0012923 | 0.00071768 | 0.001161 | 0.0010029 | 0.00065383 | 0.00098187 | 0.0016453 | 0.00088357 | 0.0011077
kWh | WDC36 | 0.0013909 | 0.0011854 | 0.0011499 | 0.0015624 | 0.0008395 | 0.001145 | 0.0011042 | 0.00062263 | 0.0012136 | 0.0019939 | 0.00095281 | 0.0012312
kWh | WDC37 | 0.0016964 | 0.0014886 | 0.0012128 | 0.0017527 | 0.0008332 | 0.0015293 | 0.0012644 | 0.00068493 | 0.0014109 | 0.0019659 | 0.0009775 | 0.001114
kWh | WDC38 | 0.0019526 | 0.0013128 | 0.0015506 | 0.0016028 | 0.001294 | 0.0015703 | 0.0016513 | 0.00083612 | 0.0015773 | 0.0025062 | 0.0013211 | 0.0010588
kWh | WDC39 | 0.0019029 | 0.0011624 | 0.0015564 | 0.0017332 | 0.001347 | 0.0016284 | 0.0017733 | 0.00099199 | 0.0018158 | 0.0025833 | 0.0014203 | 0.0010156
kWh | WDC40 | 0.0020358 | 0.001112 | 0.0013013 | 0.0016113 | 0.001174 | 0.0017762 | 0.0020857 | 0.001042 | 0.0022868 | 0.0027253 | 0.0016814 | 0.0011662
kWh | WDC41 | 0.0021652 | 0.0013071 | 0.0014238 | 0.0018329 | 0.001254 | 0.0020916 | 0.0021375 | 0.0010451 | 0.002393 | 0.0031831 | 0.0016414 | 0.0013413
kWh | WDC42 | 0.0016259 | 0.001405 | 0.0025828 | 0.0016406 | 0.0017151 | 0.0023468 | 0.0021207 | 0.0010271 | 0.0026115 | 0.0031362 | 0.0022254 | 0.0022913
kWh | WDC43 | 0.0017348 | 0.0017941 | 0.0020207 | 0.0014585 | 0.0019214 | 0.0027123 | 0.0019575 | 0.0010686 | 0.0025256 | 0.0030571 | 0.0029645 | 0.0020304
kWh | WDC44 | 0.0016779 | 0.0016169 | 0.0019571 | 0.0015527 | 0.0019002 | 0.0024091 | 0.0020003 | 0.0012668 | 0.002429 | 0.0030508 | 0.0027225 | 0.0018854
kWh | WDC45 | 0.0016516 | 0.0019155 | 0.0020613 | 0.0019457 | 0.0016779 | 0.0021625 | 0.0018625 | 0.0013982 | 0.0022775 | 0.0027646 | 0.0021354 | 0.0021579
kWh | WDC46 | 0.0019807 | 0.0016901 | 0.0017482 | 0.002347 | 0.002478 | 0.0018911 | 0.0016434 | 0.0013859 | 0.0021235 | 0.002606 | 0.0016966 | 0.001993
kWh | WDC47 | 0.0017035 | 0.0014538 | 0.0013428 | 0.0017038 | 0.0017998 | 0.0018638 | 0.0015944 | 0.0012248 | 0.0016627 | 0.0022621 | 0.0017265 | 0.0016128
kWh | WDC48 | 0.0019659 | 0.0010527 | 0.0011954 | 0.0013431 | 0.0014197 | 0.0017505 | 0.0014461 | 0.0010784 | 0.0017638 | 0.0017782 | 0.0012241 | 0.0011985
kWh | WDC49 | 0.0017351 | 0.00091313 | 0.00099821 | 0.0010908 | 0.0010553 | 0.0014571 | 0.0012754 | 0.00087159 | 0.0014961 | 0.0014459 | 0.00089623 | 0.0011601
kWh | WDC50 | 0.0011386 | 0.00090022 | 0.00094855 | 0.0010981 | 0.00077913 | 0.0012559 | 0.0011607 | 0.00078765 | 0.0014114 | 0.0014334 | 0.00080634 | 0.0010122
kWh | WDC51 | 0.0011354 | 0.00096488 | 0.00089177 | 0.0010576 | 0.00081646 | 0.0011763 | 0.0009926 | 0.00080603 | 0.0012389 | 0.0012634 | 0.00094112 | 0.0011026
kWh | WDC52 | 0.00095331 | 0.0010086 | 0.0011122 | 0.00076866 | 0.00079236 | 0.0011312 | 0.00093255 | 0.00087193 | 0.0012123 | 0.0010809 | 0.00092524 | 0.0011906
kWh | WDC53 | 0.0011212 | 0.0012952 | 0.0010346 | 0.00080173 | 0.00093963 | 0.0012645 | 0.00094843 | 0.00082171 | 0.0011114 | 0.0009958 | 0.00084834 | 0.0011446
kWh | WDC54 | 0.00093842 | 0.00099299 | 0.00095404 | 0.00084269 | 0.00071642 | 0.00099958 | 0.0008497 | 0.00071353 | 0.00096606 | 0.0009577 | 0.00087964 | 0.00080444
kWh | WDC55 | 0.00093385 | 0.00095305 | 0.0011654 | 0.0006916 | 0.00073126 | 0.00085203 | 0.00071411 | 0.00070468 | 0.0010131 | 0.0011693 | 0.00093712 | 0.0008031
kWh | WDC56 | 0.0011626 | 0.0013905 | 0.0010713 | 0.00082759 | 0.00091436 | 0.00093917 | 0.00067729 | 0.00074336 | 0.00094603 | 0.0011627 | 0.0010803 | 0.0010934
kWh | WDC57 | 0.0014206 | 0.0011312 | 0.0010317 | 0.0010468 | 0.00094917 | 0.00096938 | 0.00069217 | 0.00073269 | 0.00115 | 0.00098153 | 0.0010766 | 0.0012334
kWh | WDC58 | 0.0014076 | 0.0011479 | 0.0012619 | 0.00108 | 0.00081992 | 0.0010109 | 0.00092917 | 0.00063688 | 0.0013289 | 0.0014213 | 0.0010148 | 0.0016181
kWh | WDC59 | 0.0014183 | 0.00098735 | 0.0012049 | 0.0014298 | 0.00081609 | 0.0011236 | 0.0010288 | 0.00069733 | 0.0011627 | 0.0012889 | 0.00097139 | 0.0013293
kWh | WDC60 | 0.0017958 | 0.0011803 | 0.0010491 | 0.0017451 | 0.0010401 | 0.0012628 | 0.001338 | 0.00075836 | 0.0015066 | 0.0014435 | 0.00090621 | 0.0015399
kWh | WDC61 | 0.0017754 | 0.0010555 | 0.0011458 | 0.0014772 | 0.00095383 | 0.0014168 | 0.0015154 | 0.00080776 | 0.0020791 | 0.0017042 | 0.0011187 | 0.0012526
kWh | WDC62 | 0.0011821 | 0.00099881 | 0.0011728 | 0.0015517 | 0.00098039 | 0.0015871 | 0.001719 | 0.00093164 | 0.0023321 | 0.0016993 | 0.0012972 | 0.0012719
kWh | WDC63 | 0.0020184 | 0.00088927 | 0.0014768 | 0.0016203 | 0.00089934 | 0.0016708 | 0.0019241 | 0.00090173 | 0.0023177 | 0.0018946 | 0.0010831 | 0.0012926
kWh | WDC64 | 0.0014135 | 0.00094183 | 0.0017775 | 0.0016221 | 0.001269 | 0.0018815 | 0.0020171 | 0.00098184 | 0.0023355 | 0.0021965 | 0.0012642 | 0.0014967
kWh | WDC65 | 0.0020875 | 0.0010849 | 0.0019822 | 0.0018968 | 0.0017084 | 0.0022556 | 0.0021085 | 0.0012721 | 0.002593 | 0.0025985 | 0.0012989 | 0.0017538
kWh | WDC66 | 0.0024141 | 0.0013081 | 0.0023543 | 0.0018061 | 0.0018853 | 0.0023384 | 0.0023027 | 0.0011723 | 0.0027978 | 0.0027788 | 0.0014425 | 0.0015956
kWh | WDC67 | 0.0021841 | 0.0023274 | 0.0021857 | 0.0018476 | 0.0020503 | 0.0025133 | 0.0024363 | 0.0012462 | 0.0026835 | 0.0030745 | 0.0019718 | 0.0019848
kWh | WDC68 | 0.0022739 | 0.0027106 | 0.0018545 | 0.0018973 | 0.0022125 | 0.0023745 | 0.0022793 | 0.0013847 | 0.0027574 | 0.0029667 | 0.0020868 | 0.0017774
kWh | WDC69 | 0.0019083 | 0.0021873 | 0.0017804 | 0.0017715 | 0.0023993 | 0.0023596 | 0.002062 | 0.0017084 | 0.0025449 | 0.0025392 | 0.0024091 | 0.0014573
kWh | WDC70 | 0.0017887 | 0.0019193 | 0.0015553 | 0.0018992 | 0.0025246 | 0.0020623 | 0.0019187 | 0.0016117 | 0.0022932 | 0.0021695 | 0.0023198 | 0.0014083
kWh | WDC71 | 0.0021892 | 0.0016112 | 0.0012078 | 0.0015163 | 0.0022544 | 0.001964 | 0.0017201 | 0.0013887 | 0.001921 | 0.0020691 | 0.0021858 | 0.0013364
kWh | WDC72 | 0.0017917 | 0.001467 | 0.0010203 | 0.0011263 | 0.0013853 | 0.0017613 | 0.0014902 | 0.0011779 | 0.0018225 | 0.0017805 | 0.0014864 | 0.0012865
kWh | WDC73 | 0.0010598 | 0.000964 | 0.001162 | 0.00092407 | 0.001124 | 0.0014771 | 0.0012346 | 0.00096816 | 0.001537 | 0.0016035 | 0.0012673 | 0.0010877
kWh | WDC74 | 0.00082769 | 0.00078895 | 0.0011098 | 0.00082407 | 0.00092152 | 0.0012823 | 0.0011507 | 0.0008247 | 0.0014267 | 0.0014132 | 0.0012161 | 0.0010323
kWh | WDC75 | 0.0008232 | 0.00078736 | 0.0009339 | 0.00077685 | 0.00072983 | 0.0010524 | 0.00095389 | 0.00077298 | 0.0011305 | 0.0013161 | 0.0010436 | 0.0010935
kWh | WDC76 | 0.00078279 | 0.00097755 | 0.0011073 | 0.00073459 | 0.00074106 | 0.0011283 | 0.00091851 | 0.00081274 | 0.0011434 | 0.0013596 | 0.0013827 | 0.0011096
kWh | WDC77 | 0.00086475 | 0.0012761 | 0.0011712 | 0.00063686 | 0.00085333 | 0.0010919 | 0.0008619 | 0.00080969 | 0.0010129 | 0.0012212 | 0.0013227 | 0.0014072
kWh | WDC78 | 0.0009401 | 0.0010054 | 0.00096716 | 0.00064593 | 0.00080854 | 0.0009323 | 0.00089174 | 0.00074578 | 0.0011197 | 0.0011478 | 0.0010489 | 0.0016176
kWh | WDC79 | 0.0010082 | 0.0011849 | 0.0011551 | 0.00084468 | 0.00070626 | 0.00076709 | 0.00078023 | 0.00075365 | 0.0011267 | 0.0010957 | 0.0013337 | 0.0013838
kWh | WDC80 | 0.0015807 | 0.0017982 | 0.0011033 | 0.0010034 | 0.00082834 | 0.00086743 | 0.00079492 | 0.00074387 | 0.0010654 | 0.0013626 | 0.0015602 | 0.0017718
kWh | WDC81 | 0.0013 | 0.0013256 | 0.0009709 | 0.0011514 | 0.00082538 | 0.0010253 | 0.00068768 | 0.00057691 | 0.0010261 | 0.0013449 | 0.0014497 | 0.0017892
kWh | WDC82 | 0.0011313 | 0.0010403 | 0.00086127 | 0.0011722 | 0.00079431 | 0.00094779 | 0.00076561 | 0.00069353 | 0.0012077 | 0.0012915 | 0.0012897 | 0.0018008
kWh | WDC83 | 0.0013328 | 0.00089431 | 0.00094211 | 0.001211 | 0.00077524 | 0.0012286 | 0.00090676 | 0.00063648 | 0.0013941 | 0.0012903 | 0.0012935 | 0.0020495
kWh | WDC84 | 0.0014829 | 0.00098892 | 0.00095902 | 0.0010874 | 0.00085318 | 0.0011566 | 0.0011429 | 0.00073566 | 0.001703 | 0.0014662 | 0.0012554 | 0.0018375
kWh | WDC85 | 0.0015492 | 0.0012433 | 0.0011296 | 0.0012442 | 0.00091809 | 0.0013953 | 0.0011757 | 0.00088817 | 0.0018913 | 0.0015212 | 0.001289 | 0.001817
kWh | WDC86 | 0.0015427 | 0.0012723 | 0.0013165 | 0.0011887 | 0.00092355 | 0.0018986 | 0.0014016 | 0.0010895 | 0.0020969 | 0.001703 | 0.0014652 | 0.0022279
kWh | WDC87 | 0.001217 | 0.0010257 | 0.0016566 | 0.001281 | 0.0010868 | 0.0020615 | 0.0014192 | 0.0012682 | 0.0025723 | 0.0018016 | 0.0011776 | 0.0019794
kWh | WDC88 | 0.0014322 | 0.0010242 | 0.0019859 | 0.0012806 | 0.0010982 | 0.0020674 | 0.0016838 | 0.0013316 | 0.003012 | 0.0021226 | 0.0012369 | 0.0019558
kWh | WDC89 | 0.0015891 | 0.0011088 | 0.0025041 | 0.0013041 | 0.0011364 | 0.0021985 | 0.0020183 | 0.0014454 | 0.0029624 | 0.002373 | 0.0014211 | 0.0026986
kWh | WDC90 | 0.0015584 | 0.0014055 | 0.0027506 | 0.001382 | 0.0012584 | 0.0025353 | 0.0020386 | 0.0016133 | 0.0028663 | 0.0025235 | 0.0014193 | 0.0033014
kWh | WDC91 | 0.0018753 | 0.0018299 | 0.0030843 | 0.0016842 | 0.0015345 | 0.0023458 | 0.0021702 | 0.0014816 | 0.0028683 | 0.0025662 | 0.0017194 | 0.0035301
kWh | WDC92 | 0.0021804 | 0.0020297 | 0.0028599 | 0.0019792 | 0.0014263 | 0.0022105 | 0.0020777 | 0.0015469 | 0.0024892 | 0.0025303 | 0.0012791 | 0.003234
kWh | WDC93 | 0.0020368 | 0.0022268 | 0.002224 | 0.0020787 | 0.0012266 | 0.0021823 | 0.0020931 | 0.0014268 | 0.0023499 | 0.0026395 | 0.0015599 | 0.0038148
kWh | WDC94 | 0.0017946 | 0.0020785 | 0.0018196 | 0.0022257 | 0.0017431 | 0.0022541 | 0.0019346 | 0.001414 | 0.00209 | 0.0026175 | 0.0014857 | 0.0025849
kWh | WDC95 | 0.0019137 | 0.0016573 | 0.0016331 | 0.0021464 | 0.0017322 | 0.0020128 | 0.0017411 | 0.0014137 | 0.0021758 | 0.0025307 | 0.0012797 | 0.0019513
kWh | WDC96 | 0.0014083 | 0.001332 | 0.001347 | 0.0013305 | 0.0014047 | 0.0018223 | 0.0016346 | 0.0012516 | 0.0018748 | 0.0019113 | 0.0010356 | 0.001705
kWh | WDC97 | 0.00092209 | 0.00089973 | 0.0010307 | 0.00097632 | 0.0010445 | 0.0017336 | 0.0014731 | 0.0010243 | 0.0016623 | 0.0015537 | 0.00077998 | 0.0015432
kWh | WDC98 | 0.0008711 | 0.00078284 | 0.00093771 | 0.00080714 | 0.00091022 | 0.0015127 | 0.0012242 | 0.00083469 | 0.0014214 | 0.0016215 | 0.00072588 | 0.0014745
kWh | WDC99 | 0.00069854 | 0.00090207 | 0.00083401 | 0.00084942 | 0.00079908 | 0.0013895 | 0.001118 | 0.00081966 | 0.0011383 | 0.001467 | 0.00090641 | 0.0014309
kWh | WDC100 | 0.00073634 | 0.00093028 | 0.0011087 | 0.00073524 | 0.00070156 | 0.0012091 | 0.0010241 | 0.00080518 | 0.0011095 | 0.0013086 | 0.00087263 | 0.0013793
kWh | WDC101 | 0.00085323 | 0.0011443 | 0.0011734 | 0.0010825 | 0.00079803 | 0.0011103 | 0.0011279 | 0.00094508 | 0.00097748 | 0.0014117 | 0.00087638 | 0.001425
kWh | WDC102 | 0.00083029 | 0.00091941 | 0.000976 | 0.00091783 | 0.00073514 | 0.0009974 | 0.00099138 | 0.00083295 | 0.0011982 | 0.0012145 | 0.00076445 | 0.0016272
kWh | WDC103 | 0.0011096 | 0.0010126 | 0.00096269 | 0.00097747 | 0.0007614 | 0.0009147 | 0.00087086 | 0.00072832 | 0.0010493 | 0.0012159 | 0.00091382 | 0.0017297
kWh | WDC104 | 0.0014312 | 0.0012375 | 0.0010783 | 0.001069 | 0.00098975 | 0.0008559 | 0.00082481 | 0.00092286 | 0.0010628 | 0.00116 | 0.001031 | 0.0018796
kWh | WDC105 | 0.0012963 | 0.0011917 | 0.0011575 | 0.0011487 | 0.00097073 | 0.00083859 | 0.00073448 | 0.00083315 | 0.00092549 | 0.0010295 | 0.0012396 | 0.0016654
kWh | WDC106 | 0.0010483 | 0.0010594 | 0.0014582 | 0.001236 | 0.0009287 | 0.001113 | 0.0007585 | 0.00089343 | 0.00098172 | 0.0010801 | 0.0012086 | 0.0016335
kWh | WDC107 | 0.0011783 | 0.0010315 | 0.0013827 | 0.00099795 | 0.00090805 | 0.0011999 | 0.00092861 | 0.00088623 | 0.0012241 | 0.001234 | 0.0011203 | 0.0013829
kWh | WDC108 | 0.0011816 | 0.0011499 | 0.001578 | 0.0010828 | 0.00076148 | 0.0013884 | 0.0010819 | 0.0011431 | 0.0013186 | 0.0013708 | 0.0011248 | 0.0013804
kWh | WDC109 | 0.0011313 | 0.0012662 | 0.00179 | 0.0011183 | 0.00089223 | 0.0016013 | 0.0013317 | 0.0012247 | 0.0014898 | 0.001488 | 0.0015594 | 0.0012672
kWh | WDC110 | 0.0011547 | 0.0013181 | 0.0019942 | 0.0011392 | 0.00089232 | 0.0019164 | 0.0013957 | 0.0016298 | 0.0016679 | 0.0017634 | 0.0011345 | 0.0013717
kWh | WDC111 | 0.00092279 | 0.0011069 | 0.0016762 | 0.0010387 | 0.00075584 | 0.001904 | 0.0015324 | 0.0014095 | 0.0018256 | 0.0019113 | 0.00096386 | 0.0015804
kWh | WDC112 | 0.00098019 | 0.0012476 | 0.00189 | 0.0011604 | 0.00081906 | 0.0023509 | 0.0017303 | 0.0014775 | 0.0022627 | 0.0022223 | 0.0011461 | 0.001803
kWh | WDC113 | 0.0010396 | 0.0017318 | 0.0018759 | 0.0013353 | 0.0007895 | 0.0023182 | 0.0019839 | 0.0018596 | 0.0022723 | 0.0022204 | 0.0012576 | 0.0016915
kWh | WDC114 | 0.0011892 | 0.0021583 | 0.001392 | 0.0016611 | 0.00079634 | 0.002411 | 0.0021625 | 0.0022202 | 0.0025693 | 0.0022975 | 0.0014482 | 0.0020672
kWh | WDC115 | 0.0018475 | 0.0017243 | 0.001268 | 0.0022978 | 0.0010531 | 0.0024315 | 0.0019775 | 0.0020679 | 0.0027896 | 0.0025394 | 0.0017542 | 0.0026902
kWh | WDC116 | 0.0020289 | 0.0021225 | 0.0016532 | 0.0023172 | 0.0014212 | 0.0023033 | 0.0017682 | 0.0019723 | 0.0024565 | 0.0028172 | 0.0018233 | 0.003028
kWh | WDC117 | 0.0019207 | 0.0025561 | 0.0014799 | 0.0020587 | 0.0016634 | 0.0021305 | 0.0019551 | 0.0019397 | 0.0024752 | 0.0027907 | 0.0016766 | 0.0022159
kWh | WDC118 | 0.0017406 | 0.0021793 | 0.0013493 | 0.0022887 | 0.0012629 | 0.0022396 | 0.001839 | 0.0016533 | 0.002327 | 0.0025288 | 0.0013066 | 0.002732
kWh | WDC119 | 0.001693 | 0.0016699 | 0.0011577 | 0.0019065 | 0.0012593 | 0.0018176 | 0.0016704 | 0.0015085 | 0.002127 | 0.0021519 | 0.0012734 | 0.0028821
kWh | WDC120 | 0.0011561 | 0.0013872 | 0.0011643 | 0.0014179 | 0.0010198 | 0.0016862 | 0.0014897 | 0.0013439 | 0.0016798 | 0.0019078 | 0.0011377 | 0.0021316
kWh | WEC1 | 0.0007444 | 0.0011039 | 0.0010147 | 0.0011132 | 0.00090951 | 0.0013395 | 0.0012859 | 0.0012077 | 0.0014168 | 0.0015658 | 0.00086103 | 0.0012924
kWh | WEC2 | 0.00074225 | 0.0010592 | 0.001354 | 0.0010718 | 0.00064936 | 0.0011343 | 0.001093 | 0.0012593 | 0.0012634 | 0.0013797 | 0.00088701 | 0.0010507
kWh | WEC3 | 0.00081601 | 0.001162 | 0.0012003 | 0.0010658 | 0.0006875 | 0.0011401 | 0.00094929 | 0.00098937 | 0.0010364 | 0.0012121 | 0.0010516 | 0.0010235
kWh | WEC4 | 0.00084795 | 0.001003 | 0.0012336 | 0.0010892 | 0.00075131 | 0.0011777 | 0.00095478 | 0.0010392 | 0.0011306 | 0.0011321 | 0.0010773 | 0.0011848
kWh | WEC5 | 0.0013683 | 0.0011492 | 0.0012369 | 0.0011846 | 0.0009717 | 0.00097206 | 0.0010938 | 0.00097155 | 0.00099696 | 0.0010145 | 0.001177 | 0.0013243
kWh | WEC6 | 0.00094874 | 0.00078742 | 0.00089043 | 0.0009943 | 0.00081982 | 0.00089959 | 0.00091029 | 0.00084507 | 0.0010768 | 0.00096807 | 0.00095654 | 0.0012746
kWh | WEC7 | 0.0010462 | 0.00081604 | 0.0010001 | 0.00094128 | 0.00074756 | 0.00075768 | 0.00078853 | 0.00081012 | 0.00098247 | 0.00089689 | 0.00090951 | 0.0013857
kWh | WEC8 | 0.0013069 | 0.0011319 | 0.0011059 | 0.0010621 | 0.00084226 | 0.00081681 | 0.00070861 | 0.00083119 | 0.00094817 | 0.0012359 | 0.0012747 | 0.0016564
kWh | WEC9 | 0.0013371 | 0.001272 | 0.0015164 | 0.0010533 | 0.00080207 | 0.00084626 | 0.00068857 | 0.0008104 | 0.00078959 | 0.0011351 | 0.0014361 | 0.0016742
kWh | WEC10 | 0.001138 | 0.0013487 | 0.0016564 | 0.00099199 | 0.00073254 | 0.0010322 | 0.00076267 | 0.00090369 | 0.0010293 | 0.001136 | 0.0015479 | 0.0012662
kWh | WEC11 | 0.001029 | 0.0014747 | 0.001962 | 0.00084567 | 0.00088442 | 0.001094 | 0.00085693 | 0.00084606 | 0.001135 | 0.0010483 | 0.001537 | 0.0012376
kWh | WEC12 | 0.00090186 | 0.001836 | 0.0016029 | 0.00085903 | 0.00096987 | 0.0013038 | 0.0011258 | 0.00093337 | 0.0012581 | 0.0009529 | 0.0017398 | 0.0011755
kWh | WEC13 | 0.00090572 | 0.0014743 | 0.0015849 | 0.0011223 | 0.00099012 | 0.0013036 | 0.0012414 | 0.0011266 | 0.0018215 | 0.0011687 | 0.0017497 | 0.0011343
kWh | WEC14 | 0.00093413 | 0.0021389 | 0.0013488 | 0.0011083 | 0.00095812 | 0.0016105 | 0.0014234 | 0.0014579 | 0.0022343 | 0.0011941 | 0.0013834 | 0.0010766
kWh | WEC15 | 0.0010831 | 0.0018279 | 0.0012583 | 0.0012073 | 0.0010993 | 0.0018895 | 0.0013661 | 0.0014817 | 0.0017598 | 0.0011804 | 0.0015476 | 0.0011249
kWh | WEC16 | 0.00094892 | 0.0018312 | 0.0013809 | 0.001446 | 0.0012996 | 0.0021656 | 0.001663 | 0.0013684 | 0.0023132 | 0.0012607 | 0.0010612 | 0.0010384
kWh | WEC17 | 0.0011347 | 0.002076 | 0.0015794 | 0.0016919 | 0.0016791 | 0.002132 | 0.0019024 | 0.0015799 | 0.002531 | 0.0013265 | 0.0013308 | 0.0013884
kWh | WEC18 | 0.0012126 | 0.0020414 | 0.0018735 | 0.0021505 | 0.0016465 | 0.0022421 | 0.0020628 | 0.0012583 | 0.002543 | 0.0013661 | 0.0014198 | 0.0018818
kWh | WEC19 | 0.0017289 | 0.0018059 | 0.0017777 | 0.0028758 | 0.0019219 | 0.0024252 | 0.0022348 | 0.0012085 | 0.0028791 | 0.0016711 | 0.0015041 | 0.0023074
kWh | WEC20 | 0.0022341 | 0.001719 | 0.0020106 | 0.0027595 | 0.0019304 | 0.0021552 | 0.0020531 | 0.0013306 | 0.0022696 | 0.0018874 | 0.0014401 | 0.0020614
kWh | WEC21 | 0.002108 | 0.0016389 | 0.0020915 | 0.0026405 | 0.0019369 | 0.0022132 | 0.0020892 | 0.0011352 | 0.0026294 | 0.0017408 | 0.0015173 | 0.0020577
kWh | WEC22 | 0.0019422 | 0.00149 | 0.002046 | 0.0023602 | 0.0021374 | 0.0024781 | 0.002004 | 0.0012758 | 0.0023141 | 0.0015924 | 0.0013825 | 0.0020176
kWh | WEC23 | 0.0017057 | 0.0013131 | 0.0014416 | 0.0019394 | 0.001934 | 0.0022863 | 0.0019826 | 0.0011041 | 0.002032 | 0.0015507 | 0.0010832 | 0.0017866
kWh | WEC24 | 0.0013274 | 0.0013916 | 0.0011164 | 0.0015803 | 0.001596 | 0.0020422 | 0.0015988 | 0.0009762 | 0.001724 | 0.0012019 | 0.00097593 | 0.0011679
kWh | WEC25 | 0.00083013 | 0.0013027 | 0.0010115 | 0.0013399 | 0.0012873 | 0.0016715 | 0.0012898 | 0.00079866 | 0.0014844 | 0.00066931 | 0.00089516 | 0.00090813
kWh | WEC26 | 0.00077802 | 0.0011455 | 0.00092168 | 0.0011579 | 0.0011012 | 0.0012347 | 0.0011271 | 0.00082833 | 0.0013018 | 0.00061292 | 0.0007589 | 0.00084227
kWh | WEC27 | 0.00084133 | 0.0011242 | 0.00079771 | 0.0011791 | 0.0010521 | 0.0012387 | 0.0010288 | 0.00071101 | 0.001098 | 0.00060284 | 0.00075267 | 0.0010429
kWh | WEC28 | 0.00078429 | 0.0010826 | 0.00090476 | 0.0012257 | 0.00092642 | 0.0010307 | 0.0009896 | 0.00068786 | 0.00099347 | 0.00063923 | 0.00076992 | 0.0011223
kWh | WEC29 | 0.0011566 | 0.00092184 | 0.0012127 | 0.0011592 | 0.0010911 | 0.0012758 | 0.00086708 | 0.00074978 | 0.00096456 | 0.00065669 | 0.0010627 | 0.0013489
kWh | WEC30 | 0.00092175 | 0.00091234 | 0.0013159 | 0.001063 | 0.00086299 | 0.00091642 | 0.00085188 | 0.00066861 | 0.00091777 | 0.00052432 | 0.0010424 | 0.0011073
kWh | WEC31 | 0.001048 | 0.00080028 | 0.0013901 | 0.00096432 | 0.0008834 | 0.00086945 | 0.00081559 | 0.00050291 | 0.0010694 | 0.00064286 | 0.0011377 | 0.0010734
kWh | WEC32 | 0.0014931 | 0.0010321 | 0.0011939 | 0.0011178 | 0.00087825 | 0.00092165 | 0.00078017 | 0.00059626 | 0.00092301 | 0.00068752 | 0.0015585 | 0.0015664
kWh | WEC33 | 0.0011806 | 0.0011964 | 0.001484 | 0.0010355 | 0.0010203 | 0.00097047 | 0.00063146 | 0.00069633 | 0.00079653 | 0.00070744 | 0.0011267 | 0.0012661
kWh | WEC34 | 0.0010116 | 0.0013083 | 0.0011099 | 0.0010338 | 0.00098553 | 0.0010235 | 0.00074143 | 0.00083262 | 0.00078914 | 0.00060409 | 0.0010361 | 0.001126
kWh | WEC35 | 0.00093752 | 0.0013618 | 0.001052 | 0.00099736 | 0.001017 | 0.0010609 | 0.00095953 | 0.00087996 | 0.00086878 | 0.00059672 | 0.001113 | 0.0011001
kWh | WEC36 | 0.00085818 | 0.001564 | 0.001119 | 0.0010196 | 0.0011566 | 0.0013462 | 0.001097 | 0.00099076 | 0.0010557 | 0.00079582 | 0.00105 | 0.0012696
kWh | WEC37 | 0.0010081 | 0.0013853 | 0.00087021 | 0.0010243 | 0.0015456 | 0.0017818 | 0.0013201 | 0.0010457 | 0.0011534 | 0.00080123 | 0.0013795 | 0.0012477
kWh | WEC38 | 0.0010226 | 0.001888 | 0.00085844 | 0.0012384 | 0.0016214 | 0.0019961 | 0.0015598 | 0.001104 | 0.001353 | 0.00090424 | 0.0014451 | 0.0014881
kWh | WEC39 | 0.00095241 | 0.0018226 | 0.0010364 | 0.001337 | 0.0020184 | 0.0019081 | 0.0014599 | 0.0013745 | 0.0014353 | 0.00087689 | 0.0011114 | 0.0011839
kWh | WEC40 | 0.0011165 | 0.0020359 | 0.0010756 | 0.0015851 | 0.0019118 | 0.0018874 | 0.0017811 | 0.0012846 | 0.0019731 | 0.00089212 | 0.0010447 | 0.0011925
kWh | WEC41 | 0.0012138 | 0.0018248 | 0.0013402 | 0.0012443 | 0.0022432 | 0.0020799 | 0.001825 | 0.0011585 | 0.0022679 | 0.0010942 | 0.0010125 | 0.0011596
kWh | WEC42 | 0.0012635 | 0.0016485 | 0.0017442 | 0.0013957 | 0.0020274 | 0.0023998 | 0.002014 | 0.0012296 | 0.0022323 | 0.0013909 | 0.0015032 | 0.0014508
kWh | WEC43 | 0.0020733 | 0.0020595 | 0.001671 | 0.0019758 | 0.0021301 | 0.0024287 | 0.0023179 | 0.0014039 | 0.0023499 | 0.0016822 | 0.0017729 | 0.0022265
kWh | WEC44 | 0.0020171 | 0.0021216 | 0.0015213 | 0.002408 | 0.0020785 | 0.0024201 | 0.0023277 | 0.0016645 | 0.0022724 | 0.0013424 | 0.0018226 | 0.002182
kWh | WEC45 | 0.0023351 | 0.0024207 | 0.0015769 | 0.0027316 | 0.0019018 | 0.0022489 | 0.0022236 | 0.0016953 | 0.0022042 | 0.0013738 | 0.0018523 | 0.0016586
kWh | WEC46 | 0.0020608 | 0.0016559 | 0.0014321 | 0.0022935 | 0.0020941 | 0.0021783 | 0.0019911 | 0.001337 | 0.0020357 | 0.0012212 | 0.0017111 | 0.0015464
kWh | WEC47 | 0.0017686 | 0.0015013 | 0.0011883 | 0.0020126 | 0.0021375 | 0.0020331 | 0.0017533 | 0.0014385 | 0.0016404 | 0.0012204 | 0.0014468 | 0.0013546
kWh | WEC48 | 0.0018227 | 0.0011303 | 0.00084305 | 0.0015205 | 0.0019544 | 0.0016831 | 0.0015423 | 0.0013466 | 0.0013557 | 0.00089109 | 0.0010965 | 0.0010507
kWh | WDD1 | 0.00091505 | 0.0009443 | 0.00070174 | 0.0013373 | 0.0014638 | 0.0014625 | 0.0013195 | 0.0010005 | 0.0011663 | 0.00076173 | 0.0009365 | 0.00082887
kWh | WDD2 | 0.000783 | 0.0008841 | 0.00073892 | 0.001031 | 0.001306 | 0.0013233 | 0.001099 | 0.00081905 | 0.00096271 | 0.00071383 | 0.0011942 | 0.00078052
kWh | WDD3 | 0.00075789 | 0.00082533 | 0.0009076 | 0.0011382 | 0.0011492 | 0.0012285 | 0.0011619 | 0.00078341 | 0.00093593 | 0.00072664 | 0.001118 | 0.00074181
kWh | WDD4 | 0.0011523 | 0.00083692 | 0.0009974 | 0.0010638 | 0.0011415 | 0.0012477 | 0.00095045 | 0.00067703 | 0.00091821 | 0.00065946 | 0.0010082 | 0.0010004
kWh | WDD5 | 0.0015278 | 0.00080153 | 0.0010901 | 0.0012542 | 0.0012887 | 0.001185 | 0.0010671 | 0.00078595 | 0.00081653 | 0.0006141 | 0.00094758 | 0.0012018
kWh | WDD6 | 0.0012203 | 0.00085116 | 0.0010847 | 0.0010196 | 0.0010427 | 0.0010216 | 0.00098985 | 0.00076044 | 0.00077402 | 0.00052311 | 0.00078606 | 0.00098128
kWh | WDD7 | 0.0011601 | 0.00097987 | 0.0012329 | 0.00099284 | 0.00082067 | 0.0008294 | 0.00080686 | 0.00067283 | 0.00076643 | 0.00075083 | 0.00096775 | 0.00092656
kWh | WDD8 | 0.0016452 | 0.0014533 | 0.0010459 | 0.0011567 | 0.0010347 | 0.00087527 | 0.00088631 | 0.00073111 | 0.00083843 | 0.00071015 | 0.0011056 | 0.0011911
kWh | WDD9 | 0.0012818 | 0.0015768 | 0.0010638 | 0.0010999 | 0.0010773 | 0.00084365 | 0.00073123 | 0.00076891 | 0.00065378 | 0.001054 | 0.0012267 | 0.0012344
kWh | WDD10 | 0.0011071 | 0.0011289 | 0.00095214 | 0.0010327 | 0.0011784 | 0.00094282 | 0.00084562 | 0.00072385 | 0.00079194 | 0.0009405 | 0.0012217 | 0.0012857
kWh | WDD11 | 0.001038 | 0.001352 | 0.00088281 | 0.0013672 | 0.0014596 | 0.0010276 | 0.00092256 | 0.00068073 | 0.00083747 | 0.00081541 | 0.0010366 | 0.0011577
kWh | WDD12 | 0.0010823 | 0.0011553 | 0.0011948 | 0.0012793 | 0.0016411 | 0.0013054 | 0.0011239 | 0.00068527 | 0.00095684 | 0.00083634 | 0.0010726 | 0.0012882
kWh | WDD13 | 0.0012085 | 0.0012995 | 0.0012292 | 0.0013391 | 0.0020482 | 0.0014655 | 0.0013477 | 0.00090205 | 0.0013216 | 0.00073355 | 0.0012734 | 0.0016306
kWh | WDD14 | 0.0011081 | 0.0015828 | 0.0011261 | 0.0016017 | 0.0020529 | 0.0015949 | 0.0013917 | 0.0011022 | 0.0014449 | 0.00083695 | 0.0010822 | 0.0013585
kWh | WDD15 | 0.0011501 | 0.0012141 | 0.0013773 | 0.0016848 | 0.0022956 | 0.001808 | 0.0016674 | 0.0012042 | 0.0014713 | 0.0010877 | 0.0011229 | 0.001442
kWh | WDD16 | 0.0011063 | 0.0010743 | 0.0013743 | 0.0019346 | 0.0025303 | 0.0017804 | 0.0019277 | 0.0013448 | 0.0017439 | 0.0010899 | 0.0011602 | 0.0011466
kWh | WDD17 | 0.00099414 | 0.0010767 | 0.0011755 | 0.0018385 | 0.0026771 | 0.0020704 | 0.0019667 | 0.0016044 | 0.0018385 | 0.0013232 | 0.0010285 | 0.001223
kWh | WDD18 | 0.0013717 | 0.002066 | 0.0017043 | 0.0025572 | 0.0026034 | 0.0022966 | 0.0021427 | 0.0016103 | 0.0019405 | 0.0011562 | 0.0015359 | 0.0013622
kWh | WDD19 | 0.0016617 | 0.0025846 | 0.0017549 | 0.0024483 | 0.0024864 | 0.0021695 | 0.002221 | 0.0020762 | 0.0020612 | 0.0012647 | 0.0020405 | 0.0014969
kWh | WDD20 | 0.0018226 | 0.0023331 | 0.0019037 | 0.0023689 | 0.0028609 | 0.0021803 | 0.0022113 | 0.0019107 | 0.0020723 | 0.0014424 | 0.0018366 | 0.0015263
kWh | WDD21 | 0.0027151 | 0.0020943 | 0.0017103 | 0.002083 | 0.0028899 | 0.0020588 | 0.0019668 | 0.0018771 | 0.0019579 | 0.0012156 | 0.0017689 | 0.0018211
kWh | WDD22 | 0.0034638 | 0.0015333 | 0.0016313 | 0.0022905 | 0.0027299 | 0.0022351 | 0.0019497 | 0.0018441 | 0.0019888 | 0.0010404 | 0.0013763 | 0.0019313
kWh | WDD23 | 0.0019184 | 0.001754 | 0.0011659 | 0.0023248 | 0.002411 | 0.002147 | 0.0018656 | 0.0015489 | 0.0018078 | 0.0011577 | 0.0012035 | 0.0017998
kWh | WDD24 | 0.0013692 | 0.0012543 | 0.00079164 | 0.0016827 | 0.0018553 | 0.0018686 | 0.0016737 | 0.0014016 | 0.0014984 | 0.00095381 | 0.0012607 | 0.0011148
kWh | WDD25 | 0.0010611 | 0.00089359 | 0.00068653 | 0.0014253 | 0.0015494 | 0.0015264 | 0.0014912 | 0.0010661 | 0.0013029 | 0.00076786 | 0.001191 | 0.00081311
kWh | WDD26 | 0.00073405 | 0.00083584 | 0.00090272 | 0.0011646 | 0.0014028 | 0.0014542 | 0.001274 | 0.0010223 | 0.0010735 | 0.00083653 | 0.00090475 | 0.00080013
kWh | WDD27 | 0.00081813 | 0.00074629 | 0.0011075 | 0.0013133 | 0.0011452 | 0.0013266 | 0.0012503 | 0.0010251 | 0.0010345 | 0.00077178 | 0.001077 | 0.00072682
kWh | WDD28 | 0.0011089 | 0.0010093 | 0.0012838 | 0.0011612 | 0.0011795 | 0.0013226 | 0.00099456 | 0.0010874 | 0.00099866 | 0.00066481 | 0.00097543 | 0.00068899
kWh | WDD29 | 0.0013846 | 0.00086425 | 0.001079 | 0.001383 | 0.0012527 | 0.0012142 | 0.0010256 | 0.0010525 | 0.00094113 | 0.00063923 | 0.0010179 | 0.00091876
kWh | WDD30 | 0.0013431 | 0.00080814 | 0.00085768 | 0.001129 | 0.0011613 | 0.00097538 | 0.00096014 | 0.00099069 | 0.000908 | 0.00051345 | 0.00079053 | 0.00082297
kWh | WDD31 | 0.0011574 | 0.0010392 | 0.0010487 | 0.00091376 | 0.00088628 | 0.00089438 | 0.0007771 | 0.00076544 | 0.00078042 | 0.00051218 | 0.00082774 | 0.00083365
kWh | WDD32 | 0.0013901 | 0.0011691 | 0.0010668 | 0.0010426 | 0.001025 | 0.00081145 | 0.00083865 | 0.00081431 | 0.00089273 | 0.00057063 | 0.00096656 | 0.0010513
kWh | WDD33 | 0.0015606 | 0.0011579 | 0.0010399 | 0.0012811 | 0.0011564 | 0.00094563 | 0.00086518 | 0.00070455 | 0.00088735 | 0.00081327 | 0.0011303 | 0.0012733
kWh | WDD34 | 0.0013732 | 0.00096483 | 0.0010215 | 0.0012893 | 0.0011607 | 0.0010166 | 0.0010335 | 0.00071472 | 0.00073975 | 0.00094213 | 0.0011238 | 0.001294
kWh | WDD35 | 0.0016034 | 0.00090422 | 0.0009607 | 0.0015224 | 0.001043 | 0.0010631 | 0.0012696 | 0.000709 | 0.00083254 | 0.0012014 | 0.0011457 | 0.0012855
kWh | WDD36 | 0.0017374 | 0.0011404 | 0.0010853 | 0.0014899 | 0.0011284 | 0.0012019 | 0.0014562 | 0.00096589 | 0.00082981 | 0.0010106 | 0.0011713 | 0.0014509
kWh | WDD37 | 0.0016295 | 0.0012726 | 0.0011665 | 0.00181 | 0.0013718 | 0.0014281 | 0.0016332 | 0.00096969 | 0.00097755 | 0.00096849 | 0.0011346 | 0.0012349
kWh | WDD38 | 0.0013449 | 0.0013846 | 0.0011739 | 0.0021599 | 0.0012735 | 0.0018503 | 0.0020109 | 0.0011231 | 0.001101 | 0.00091125 | 0.0010602 | 0.0012308
kWh | WDD39 | 0.0014791 | 0.0015611 | 0.001125 | 0.0021011 | 0.0013273 | 0.001638 | 0.001784 | 0.0012501 | 0.0012739 | 0.0012144 | 0.0013339 | 0.0012572
kWh | WDD40 | 0.00152 | 0.0015133 | 0.0012278 | 0.0024629 | 0.00156 | 0.0017532 | 0.0018982 | 0.0015833 | 0.0015111 | 0.0011425 | 0.0016968 | 0.0011132
kWh | WDD41 | 0.001545 | 0.0013701 | 0.0019265 | 0.0026039 | 0.0017397 | 0.0021088 | 0.0021318 | 0.0019149 | 0.001864 | 0.0014045 | 0.001771 | 0.001153
kWh | WDD42 | 0.0017452 | 0.0014481 | 0.0024191 | 0.0025572 | 0.0020345 | 0.0023941 | 0.0022235 | 0.0019843 | 0.0020926 | 0.0015224 | 0.0018652 | 0.0017985
kWh | WDD43 | 0.0020359 | 0.0020015 | 0.002976 | 0.0023515 | 0.0024494 | 0.0021664 | 0.0025498 | 0.0022326 | 0.0021265 | 0.0019858 | 0.0018276 | 0.0017422
kWh | WDD44 | 0.0017415 | 0.0024473 | 0.0023591 | 0.0023569 | 0.0021488 | 0.0021091 | 0.002237 | 0.0020222 | 0.0020487 | 0.0015375 | 0.0018267 | 0.0019878
kWh | WDD45 | 0.0015439 | 0.002456 | 0.0018475 | 0.00226 | 0.0022691 | 0.0021421 | 0.002088 | 0.0019076 | 0.002154 | 0.0013885 | 0.0019873 | 0.0016498
kWh | WDD46 | 0.0017954 | 0.0024631 | 0.002009 | 0.0019638 | 0.0024513 | 0.0020283 | 0.0019574 | 0.0018569 | 0.0018138 | 0.0013859 | 0.001382 | 0.0015475
kWh | WDD47 | 0.0019788 | 0.0015189 | 0.0014302 | 0.0018565 | 0.0019045 | 0.001865 | 0.0019005 | 0.0018326 | 0.0015013 | 0.0015949 | 0.0012305 | 0.0013655
kWh | WDD48 | 0.0019626 | 0.0012215 | 0.00098992 | 0.0014517 | 0.0015688 | 0.0017813 | 0.0016548 | 0.0014356 | 0.0014083 | 0.0011775 | 0.00098922 | 0.0012706
kWh | WDD49 | 0.0016313 | 0.0009646 | 0.001051 | 0.0011613 | 0.0013683 | 0.0014727 | 0.0015806 | 0.0011569 | 0.0012431 | 0.00083307 | 0.00096772 | 0.00098672
kWh | WDD50 | 0.00087562 | 0.0008453 | 0.0007836 | 0.0010175 | 0.0011355 | 0.0011468 | 0.0012932 | 0.001009 | 0.0011314 | 0.00075524 | 0.00099995 | 0.00077066
kWh | WDD51 | 0.00087891 | 0.00092587 | 0.0010591 | 0.0008686 | 0.0011721 | 0.0011375 | 0.0012055 | 0.0010276 | 0.0012304 | 0.00066261 | 0.00097389 | 0.00076753
kWh | WDD52 | 0.0011295 | 0.0011753 | 0.0013952 | 0.00087474 | 0.0011107 | 0.0010153 | 0.0010656 | 0.0010249 | 0.00091452 | 0.00066464 | 0.00096173 | 0.00072785
kWh | WDD53 | 0.0013693 | 0.0013008 | 0.0012272 | 0.00099228 | 0.0012845 | 0.0010772 | 0.0009134 | 0.00097859 | 0.00094903 | 0.00078883 | 0.00087996 | 0.0010497
kWh | WDD54 | 0.0016719 | 0.0012404 | 0.00092824 | 0.0010094 | 0.0011121 | 0.00098894 | 0.00088913 | 0.00094068 | 0.00090814 | 0.00068832 | 0.00074705 | 0.00082975
kWh | WDD55 | 0.0012458 | 0.0012867 | 0.0010808 | 0.0010631 | 0.00099286 | 0.00082409 | 0.00081686 | 0.00085451 | 0.00082961 | 0.00075822 | 0.0008457 | 0.00080711
kWh | WDD56 | 0.0012011 | 0.0014723 | 0.001041 | 0.0010154 | 0.0010692 | 0.00095565 | 0.00089981 | 0.0006707 | 0.00083934 | 0.00074456 | 0.00099375 | 0.0011015
kWh | WDD57 | 0.0014149 | 0.0012 | 0.0010474 | 0.0011717 | 0.0012108 | 0.00092799 | 0.00082791 | 0.00074429 | 0.0010228 | 0.00084373 | 0.0012387 | 0.0013355
kWh | WDD58 | 0.0014386 | 0.0012554 | 0.0010731 | 0.0013616 | 0.0012125 | 0.00088554 | 0.00098848 | 0.00067109 | 0.0010605 | 0.00080654 | 0.0015171 | 0.0015548
kWh | WDD59 | 0.0016475 | 0.0010058 | 0.0011356 | 0.0017078 | 0.0012895 | 0.0010318 | 0.0011972 | 0.00061374 | 0.0011462 | 0.00072099 | 0.0016269 | 0.0019083
kWh | WDD60 | 0.001528 | 0.0009788 | 0.0010186 | 0.0013912 | 0.0013186 | 0.0011628 | 0.0014084 | 0.00072796 | 0.0012477 | 0.001003 | 0.0015154 | 0.0020709
kWh | WDD61 | 0.0013738 | 0.0013968 | 0.0011375 | 0.0016635 | 0.0015263 | 0.0013495 | 0.001611 | 0.00094381 | 0.0014508 | 0.00096969 | 0.0014027 | 0.0021267
kWh | WDD62 | 0.0012318 | 0.0013383 | 0.0010665 | 0.0015415 | 0.0018132 | 0.0015234 | 0.0017724 | 0.0011815 | 0.001995 | 0.0010967 | 0.0015187 | 0.0017861
kWh | WDD63 | 0.0013982 | 0.0013711 | 0.0010453 | 0.0018858 | 0.0019532 | 0.001572 | 0.00197 | 0.0012757 | 0.0020202 | 0.0010886 | 0.0013012 | 0.0018836
kWh | WDD64 | 0.0015251 | 0.001849 | 0.0011813 | 0.0022282 | 0.0017383 | 0.0016393 | 0.0023123 | 0.0015463 | 0.002004 | 0.001264 | 0.001157 | 0.0020268
kWh | WDD65 | 0.0014418 | 0.0016291 | 0.001415 | 0.0024363 | 0.002086 | 0.0019709 | 0.002365 | 0.0018512 | 0.0018344 | 0.001469 | 0.0013731 | 0.0021058
kWh | WDD66 | 0.0020373 | 0.001663 | 0.0018214 | 0.0027031 | 0.0024575 | 0.0019655 | 0.0022896 | 0.0020245 | 0.0017685 | 0.0015664 | 0.0012198 | 0.0020329
kWh | WDD67 | 0.0025796 | 0.0019271 | 0.0020372 | 0.0022334 | 0.0028241 | 0.0019501 | 0.0024239 | 0.0021892 | 0.0016592 | 0.0016316 | 0.0013973 | 0.0017635
kWh | WDD68 | 0.002351 | 0.0023345 | 0.0019917 | 0.0021517 | 0.0026312 | 0.0019367 | 0.0022932 | 0.0021761 | 0.0016067 | 0.0018645 | 0.0014345 | 0.0017133
kWh | WDD69 | 0.0016564 | 0.0018522 | 0.001556 | 0.0023 | 0.0023671 | 0.0019628 | 0.0020177 | 0.001875 | 0.0015183 | 0.001837 | 0.0020118 | 0.0015988
kWh | WDD70 | 0.0015911 | 0.0018022 | 0.0012876 | 0.0028362 | 0.0026549 | 0.0018361 | 0.0018772 | 0.0019794 | 0.0014916 | 0.0016926 | 0.0014045 | 0.0014736
kWh | WDD71 | 0.0013774 | 0.0017313 | 0.0011148 | 0.0023182 | 0.0021825 | 0.001576 | 0.0018123 | 0.0018353 | 0.0014189 | 0.0017658 | 0.0011555 | 0.001378
kWh | WDD72 | 0.0011767 | 0.0013156 | 0.00097751 | 0.0015336 | 0.0018018 | 0.0014536 | 0.0017518 | 0.0015041 | 0.0012045 | 0.0014598 | 0.00099299 | 0.0012726
kWh | WDD73 | 0.00079999 | 0.0010522 | 0.00089571 | 0.0013398 | 0.0015066 | 0.0014695 | 0.0015429 | 0.001296 | 0.0011926 | 0.0009578 | 0.0010049 | 0.0011706
kWh | WDD74 | 0.00083764 | 0.00091491 | 0.00077469 | 0.0011006 | 0.0014132 | 0.0012317 | 0.0012358 | 0.0010172 | 0.0010612 | 0.00082333 | 0.00088978 | 0.00092671
kWh | WDD75 | 0.00082997 | 0.00094446 | 0.00064102 | 0.0010402 | 0.0013841 | 0.001149 | 0.0013657 | 0.00095414 | 0.00099853 | 0.00075461 | 0.001019 | 0.0008028
kWh | WDD76 | 0.00093501 | 0.00102 | 0.00097779 | 0.00097526 | 0.0013675 | 0.00097558 | 0.0011202 | 0.00089951 | 0.00095359 | 0.00068488 | 0.00096884 | 0.00078437
kWh | WDD77 | 0.0012874 | 0.0013436 | 0.00090168 | 0.00080734 | 0.0013943 | 0.00096165 | 0.0010124 | 0.0010148 | 0.00092434 | 0.0006709 | 0.00089752 | 0.00075649
kWh | WDD78 | 0.00096181 | 0.0011341 | 0.00090873 | 0.00096496 | 0.0012266 | 0.00089251 | 0.00099808 | 0.00083223 | 0.00088619 | 0.00058861 | 0.00076646 | 0.00068576
kWh | WDD79 | 0.00097754 | 0.0012407 | 0.0012272 | 0.0010706 | 0.00099514 | 0.00069509 | 0.00092852 | 0.00078519 | 0.00084382 | 0.00069261 | 0.00080906 | 0.00081763
kWh | WDD80 | 0.0012086 | 0.0017201 | 0.0012218 | 0.0014281 | 0.0012477 | 0.00082833 | 0.00090609 | 0.00069871 | 0.00086688 | 0.00081755 | 0.0010897 | 0.0010306
kWh | WDD81 | 0.0011136 | 0.00156 | 0.0010349 | 0.0015572 | 0.0010628 | 0.00097211 | 0.00076815 | 0.00069902 | 0.00085213 | 0.0007688 | 0.0011661 | 0.001196
kWh | WDD82 | 0.0010183 | 0.0013021 | 0.0010292 | 0.0014795 | 0.0011168 | 0.00086617 | 0.00084971 | 0.00071345 | 0.00095274 | 0.00066965 | 0.0012378 | 0.0014207
kWh | WDD83 | 0.001014 | 0.00095948 | 0.0012758 | 0.0018084 | 0.0013167 | 0.0011328 | 0.00093098 | 0.00083782 | 0.0011547 | 0.00079456 | 0.0012563 | 0.0013978
kWh | WDD84 | 0.00076167 | 0.00095459 | 0.0010988 | 0.0017231 | 0.0013333 | 0.0013618 | 0.0012887 | 0.00089076 | 0.0011747 | 0.00088458 | 0.0010344 | 0.0013865
kWh | WDD85 | 0.00088458 | 0.00098377 | 0.0010872 | 0.0014061 | 0.0015908 | 0.0013212 | 0.0013401 | 0.0011502 | 0.0012652 | 0.001174 | 0.0014137 | 0.0014861
kWh | WDD86 | 0.0012715 | 0.0011272 | 0.0011735 | 0.0017235 | 0.0016058 | 0.0013595 | 0.0016117 | 0.001313 | 0.0012781 | 0.0012871 | 0.001213 | 0.0018933
kWh | WDD87 | 0.0010309 | 0.00095734 | 0.0012898 | 0.0016371 | 0.001524 | 0.0014383 | 0.0015297 | 0.0012653 | 0.0016278 | 0.00121 | 0.0013994 | 0.0017178
kWh | WDD88 | 0.00099767 | 0.0010579 | 0.0013294 | 0.0026172 | 0.0016851 | 0.0015391 | 0.0018722 | 0.0017362 | 0.0013982 | 0.0012754 | 0.0015592 | 0.0018051
kWh | WDD89 | 0.00087885 | 0.0010383 | 0.0013638 | 0.0024645 | 0.0020428 | 0.00179 | 0.0019926 | 0.0016091 | 0.0015083 | 0.0014853 | 0.0013513 | 0.0015774
kWh | WDD90 | 0.0011861 | 0.0012662 | 0.0015663 | 0.0031314 | 0.0019998 | 0.0018565 | 0.0022224 | 0.0018629 | 0.0013753 | 0.001644 | 0.0016065 | 0.001711
kWh | WDD91 | 0.0017914 | 0.0018978 | 0.0016953 | 0.0033111 | 0.0024118 | 0.0018111 | 0.0022388 | 0.0020399 | 0.0014952 | 0.0018954 | 0.0016423 | 0.002198
kWh | WDD92 | 0.0021261 | 0.0019123 | 0.0018352 | 0.0030262 | 0.0023759 | 0.0017834 | 0.0020877 | 0.001923 | 0.0014849 | 0.001874 | 0.0013509 | 0.0023469
kWh | WDD93 | 0.0016976 | 0.002037 | 0.0021417 | 0.0030799 | 0.0025919 | 0.001701 | 0.0019493 | 0.0019453 | 0.0013871 | 0.0018427 | 0.0014545 | 0.0020241
kWh | WDD94 | 0.0017764 | 0.0022793 | 0.0013016 | 0.0027227 | 0.0022891 | 0.0016072 | 0.0016399 | 0.0017829 | 0.001478 | 0.0019544 | 0.0011504 | 0.0017827
kWh | WDD95 | 0.0014065 | 0.0019022 | 0.0011069 | 0.003027 | 0.0021836 | 0.0013968 | 0.0015158 | 0.0016273 | 0.0012865 | 0.001862 | 0.0011169 | 0.0014124
kWh | WDD96 | 0.0009187 | 0.0016368 | 0.00090501 | 0.0022273 | 0.0020153 | 0.0013166 | 0.0012943 | 0.0014387 | 0.00087542 | 0.0012776 | 0.0010736 | 0.0013494
kWh | WDD97 | 0.0006864 | 0.0011938 | 0.00079999 | 0.0018029 | 0.0015773 | 0.001108 | 0.0010917 | 0.0010651 | 0.000752 | 0.0010592 | 0.000958 | 0.0013218
kWh | WDD98 | 0.00063554 | 0.00098055 | 0.00067227 | 0.001432 | 0.0015432 | 0.00097614 | 0.00084925 | 0.00097748 | 0.00070942 | 0.00077353 | 0.00078797 | 0.0010653
kWh | WDD99 | 0.00063503 | 0.0010705 | 0.00066416 | 0.0015213 | 0.001436 | 0.00088902 | 0.0009175 | 0.00096345 | 0.00084165 | 0.00065162 | 0.00075601 | 0.00088205
kWh | WDD100 | 0.00092327 | 0.0011144 | 0.0010501 | 0.0014304 | 0.0012577 | 0.00090873 | 0.00085615 | 0.00088463 | 0.00087521 | 0.00056473 | 0.0008558 | 0.00089371
kWh | WDD101 | 0.0011624 | 0.001484 | 0.00084004 | 0.0013709 | 0.0013531 | 0.00078366 | 0.00085003 | 0.00072932 | 0.00079987 | 0.00059328 | 0.0011329 | 0.00095099
kWh | WDD102 | 0.0009573 | 0.0012089 | 0.00073335 | 0.001264 | 0.0013561 | 0.00075216 | 0.00073724 | 0.00084055 | 0.000628 | 0.00063486 | 0.00089002 | 0.00086665
kWh | WDD103 | 0.00095343 | 0.0013037 | 0.00097689 | 0.0010542 | 0.0013304 | 0.00061583 | 0.00075362 | 0.00070122 | 0.00072557 | 0.00075399 | 0.00083127 | 0.00095058
kWh | WDD104 | 0.0012324 | 0.0014718 | 0.0011522 | 0.0012946 | 0.0012772 | 0.00078712 | 0.00072006 | 0.0008492 | 0.0007705 | 0.00073896 | 0.0011247 | 0.0010114
kWh | WDD105 | 0.0012176 | 0.0016668 | 0.0011262 | 0.0010934 | 0.0010279 | 0.00081765 | 0.0006762 | 0.00063135 | 0.00075364 | 0.00071384 | 0.0011213 | 0.0012943
kWh | WDD106 | 0.0012479 | 0.0014546 | 0.0011075 | 0.0010281 | 0.00103 | 0.00084898 | 0.00076219 | 0.00071215 | 0.00065171 | 0.00079452 | 0.001235 | 0.0016577
kWh | WDD107 | 0.0010891 | 0.0012098 | 0.0014843 | 0.0010873 | 0.0010388 | 0.0010311 | 0.00085592 | 0.00094797 | 0.00056669 | 0.00082561 | 0.0010725 | 0.0015914
kWh | WDD108 | 0.00099165 | 0.0010533 | 0.0016013 | 0.0012646 | 0.0010932 | 0.0012758 | 0.00097384 | 0.00098768 | 0.00070556 | 0.00095009 | 0.001421 | 0.0018848
kWh | WDD109 | 0.00096594 | 0.0010092 | 0.0018465 | 0.0013568 | 0.001296 | 0.0014272 | 0.0011417 | 0.0011787 | 0.0007679 | 0.00095944 | 0.0015492 | 0.0023778
kWh | WDD110 | 0.0011365 | 0.0011123 | 0.0014592 | 0.0021176 | 0.0018334 | 0.0017072 | 0.0012755 | 0.0014103 | 0.00082009 | 0.0011386 | 0.0012979 | 0.0022521
kWh | WDD111 | 0.0011237 | 0.0013005 | 0.0013538 | 0.0022174 | 0.001818 | 0.001941 | 0.0013178 | 0.0015294 | 0.00075813 | 0.0014022 | 0.0011555 | 0.0021791
kWh | WDD112 | 0.0015218 | 0.0013531 | 0.0013122 | 0.0018343 | 0.0019138 | 0.0022157 | 0.0013152 | 0.0019057 | 0.00081701 | 0.0017696 | 0.0014749 | 0.0020869
kWh | WDD113 | 0.0014999 | 0.0012316 | 0.0017032 | 0.0021888 | 0.0021074 | 0.0023867 | 0.001377 | 0.002039 | 0.00090723 | 0.001834 | 0.0011943 | 0.0020538
kWh | WDD114 | 0.0020223 | 0.0014248 | 0.0022058 | 0.0031 | 0.0021193 | 0.0026772 | 0.0012721 | 0.0020126 | 0.00086235 | 0.0017695 | 0.0019156 | 0.0022887
kWh | WDD115 | 0.0024237 | 0.0018704 | 0.0018688 | 0.0028114 | 0.0021804 | 0.0027931 | 0.0015959 | 0.0019864 | 0.00095331 | 0.0019056 | 0.0020065 | 0.0021717
kWh | WDD116 | 0.002299 | 0.002216 | 0.0020565 | 0.0028214 | 0.0019127 | 0.0023764 | 0.0016559 | 0.0016375 | 0.0011004 | 0.0020957 | 0.0018455 | 0.0019751
kWh | WDD117 | 0.0022048 | 0.002621 | 0.0017857 | 0.0027554 | 0.0020344 | 0.0021707 | 0.0015742 | 0.0015244 | 0.0011854 | 0.0019135 | 0.0014942 | 0.0022
kWh | WDD118 | 0.0020853 | 0.0021892 | 0.0017833 | 0.0025763 | 0.0020998 | 0.0019891 | 0.0013663 | 0.0015708 | 0.00090292 | 0.0020685 | 0.0014575 | 0.0019485
kWh | WDD119 | 0.0024893 | 0.0018765 | 0.0013862 | 0.0024602 | 0.0020518 | 0.0020236 | 0.0013969 | 0.0016678 | 0.00099992 | 0.0016793 | 0.0013128 | 0.0016632
kWh | WDD120 | 0.0016139 | 0.0015092 | 0.0011617 | 0.0021313 | 0.0015241 | 0.0017357 | 0.0010935 | 0.0013246 | 0.00093628 | 0.0013326 | 0.0014627 | 0.0012261
kWh | WED1 | 0.00088387 | 0.00097015 | 0.00099843 | 0.0017081 | 0.0013156 | 0.001308 | 0.00084572 | 0.0010003 | 0.00076329 | 0.0011817 | 0.0011387 | 0.00096583
kWh | WED2 | 0.00097253 | 0.00088407 | 0.001544 | 0.0014429 | 0.00094129 | 0.0011336 | 0.00076733 | 0.00092736 | 0.00059338 | 0.00097572 | 0.00078166 | 0.00097184
kWh | WED3 | 0.00096489 | 0.00088072 | 0.0013699 | 0.0016892 | 0.00079379 | 0.0011317 | 0.0007508 | 0.00087201 | 0.0006258 | 0.00089147 | 0.00099044 | 0.00080269
kWh | WED4 | 0.0012776 | 0.0010333 | 0.0014532 | 0.001462 | 0.0010397 | 0.0010422 | 0.00071962 | 0.00083859 | 0.00054386 | 0.00086269 | 0.0010967 | 0.00081809
kWh | WED5 | 0.0014182 | 0.0012876 | 0.0008313 | 0.0012773 | 0.0011429 | 0.00112 | 0.00090624 | 0.00092668 | 0.00060513 | 0.00080646 | 0.0010822 | 0.0008069
kWh | WED6 | 0.0014098 | 0.001095 | 0.0007349 | 0.0010167 | 0.000904 | 0.00090257 | 0.0007164 | 0.00071975 | 0.00051602 | 0.00066439 | 0.00087489 | 0.00077631
kWh | WED7 | 0.0012492 | 0.00090375 | 0.00094812 | 0.00090632 | 0.00080034 | 0.00073125 | 0.00062191 | 0.00060891 | 0.00052376 | 0.00080375 | 0.00081307 | 0.00086096
kWh | WED8 | 0.0014096 | 0.0013155 | 0.0011344 | 0.0010835 | 0.00087018 | 0.00077407 | 0.00068675 | 0.00075821 | 0.00066354 | 0.00081472 | 0.0010752 | 0.0011009
kWh | WED9 | 0.0011428 | 0.0013732 | 0.0014855 | 0.0010716 | 0.00084103 | 0.00084665 | 0.00066416 | 0.00079766 | 0.00052719 | 0.00076078 | 0.0011363 | 0.0010608
kWh | WED10 | 0.0010656 | 0.0012616 | 0.0013787 | 0.0010919 | 0.00087119 | 0.00079114 | 0.00060755 | 0.0011421 | 0.00061002 | 0.00071102 | 0.0014329 | 0.0012745
kWh | WED11 | 0.00098078 | 0.0014579 | 0.0012426 | 0.0010073 | 0.00081014 | 0.00078955 | 0.000691 | 0.0010047 | 0.00052328 | 0.00092915 | 0.0015612 | 0.0014199
kWh | WED12 | 0.00088331 | 0.0017566 | 0.0013728 | 0.0011594 | 0.00081839 | 0.0012028 | 0.00062897 | 0.0011409 | 0.00061665 | 0.00091327 | 0.0017231 | 0.0012601
kWh | WED13 | 0.0010179 | 0.0016561 | 0.0015238 | 0.0016584 | 0.00084145 | 0.0012364 | 0.00067892 | 0.0013061 | 0.00061096 | 0.0011969 | 0.001612 | 0.0014607
kWh | WED14 | 0.0011117 | 0.0014621 | 0.0015678 | 0.0017356 | 0.00087641 | 0.0014052 | 0.00088422 | 0.0013295 | 0.00066628 | 0.0012294 | 0.0017925 | 0.0013431
kWh | WED15 | 0.0010299 | 0.0012001 | 0.001818 | 0.0017901 | 0.00086375 | 0.0015002 | 0.00098546 | 0.001592 | 0.0007562 | 0.0011838 | 0.0016882 | 0.0013871
kWh | WED16 | 0.000877 | 0.0011981 | 0.0021686 | 0.0020151 | 0.00088926 | 0.0017235 | 0.0012493 | 0.001625 | 0.00084868 | 0.0014718 | 0.0016457 | 0.0016099
kWh | WED17 | 0.0011225 | 0.0010952 | 0.0022131 | 0.0023756 | 0.0011685 | 0.0019585 | 0.0015874 | 0.002001 | 0.00094106 | 0.0019856 | 0.0015637 | 0.0013521
kWh | WED18 | 0.0013728 | 0.0016259 | 0.0020208 | 0.0026471 | 0.0011668 | 0.0021388 | 0.0015207 | 0.0022527 | 0.0010779 | 0.0022203 | 0.0020449 | 0.0016345
kWh | WED19 | 0.0016727 | 0.0019081 | 0.002163 | 0.0026057 | 0.0016658 | 0.0024974 | 0.0017236 | 0.0021752 | 0.0010821 | 0.0022546 | 0.0017667 | 0.0018148
kWh | WED20 | 0.0021942 | 0.0019664 | 0.0021753 | 0.0030714 | 0.0016668 | 0.0023336 | 0.0018341 | 0.0018043 | 0.0012839 | 0.0023159 | 0.0021115 | 0.0016612
kWh | WED21 | 0.0019522 | 0.0019864 | 0.0020615 | 0.0026619 | 0.0015273 | 0.0022881 | 0.0016578 | 0.0015588 | 0.0014225 | 0.0018182 | 0.0020436 | 0.0014764
kWh | WED22 | 0.0021501 | 0.001784 | 0.0013622 | 0.002573 | 0.0012783 | 0.0023154 | 0.0015326 | 0.0015584 | 0.0013935 | 0.0018308 | 0.002166 | 0.001246
kWh | WED23 | 0.0025306 | 0.0012463 | 0.0010343 | 0.0023686 | 0.0014111 | 0.0021021 | 0.0012264 | 0.0014382 | 0.0012131 | 0.0020247 | 0.0018747 | 0.0011189
kWh | WED24 | 0.0017637 | 0.0010453 | 0.00082776 | 0.0018336 | 0.0010421 | 0.001947 | 0.0010702 | 0.0015064 | 0.00093997 | 0.0015399 | 0.0012094 | 0.0010165
kWh | WED25 | 0.00078815 | 0.00089665 | 0.00077633 | 0.001505 | 0.00085836 | 0.0015557 | 0.00090486 | 0.0011315 | 0.00077221 | 0.0010264 | 0.0010396 | 0.00099221
kWh | WED26 | 0.00090472 | 0.00097383 | 0.00073465 | 0.0011732 | 0.00078231 | 0.0014 | 0.00089115 | 0.0009378 | 0.00075145 | 0.00083493 | 0.00092245 | 0.00093138
kWh | WED27 | 0.00098398 | 0.001023 | 0.0006772 | 0.0011883 | 0.00098041 | 0.0012078 | 0.00076755 | 0.00082985 | 0.00059112 | 0.00070592 | 0.00085449 | 0.00091537
kWh | WED28 | 0.0010615 | 0.00098814 | 0.0007137 | 0.0010402 | 0.00099301 | 0.0011789 | 0.00085864 | 0.00077546 | 0.00054166 | 0.00064228 | 0.00091923 | 0.0010524
kWh | WED29 | 0.0012667 | 0.0011037 | 0.00082797 | 0.0011061 | 0.00093079 | 0.00096124 | 0.00086023 | 0.00067717 | 0.00047193 | 0.0007723 | 0.0011703 | 0.00089617
kWh | WED30 | 0.0011335 | 0.00079709 | 0.0010443 | 0.000874 | 0.00075104 | 0.00093962 | 0.00069872 | 0.00065696 | 0.00044411 | 0.00063622 | 0.00096903 | 0.00074951
kWh | WED31 | 0.0013229 | 0.0008257 | 0.0011234 | 0.00093695 | 0.00064106 | 0.00096858 | 0.00063594 | 0.00061569 | 0.0004663 | 0.00069724 | 0.0011285 | 0.00072662
kWh | WED32 | 0.0014263 | 0.0010794 | 0.0012927 | 0.0011778 | 0.00070473 | 0.00085838 | 0.00065336 | 0.00060172 | 0.00055604 | 0.00079431 | 0.001281 | 0.00089129
kWh | WED33 | 0.0013628 | 0.0012988 | 0.0012099 | 0.001179 | 0.00069902 | 0.00091884 | 0.00064289 | 0.00068752 | 0.00049772 | 0.000799 | 0.0011608 | 0.00089201
kWh | WED34 | 0.0011779 | 0.001481 | 0.0010269 | 0.0012591 | 0.00088114 | 0.0010301 | 0.00066719 | 0.00083379 | 0.00061768 | 0.00078323 | 0.0011156 | 0.0011323
kWh | WED35 | 0.00090796 | 0.0014352 | 0.0011593 | 0.0010248 | 0.00099846 | 0.0011547 | 0.00082585 | 0.00097013 | 0.0005521 | 0.00079733 | 0.0011059 | 0.0012513
kWh | WED36 | 0.00096978 | 0.0012027 | 0.00098783 | 0.0012707 | 0.0011081 | 0.0015094 | 0.00092401 | 0.0011004 | 0.00061042 | 0.00089164 | 0.0012965 | 0.001094
kWh | WED37 | 0.0011044 | 0.0015608 | 0.0011309 | 0.0013353 | 0.0014606 | 0.0015795 | 0.001158 | 0.0012577 | 0.0007843 | 0.00092111 | 0.0017229 | 0.0010673
kWh | WED38 | 0.0011574 | 0.0017524 | 0.0011059 | 0.0017394 | 0.0017313 | 0.0018186 | 0.0013654 | 0.0013014 | 0.00090458 | 0.0011455 | 0.0014409 | 0.0014108
kWh | WED39 | 0.0011853 | 0.0017359 | 0.0010713 | 0.0018408 | 0.0020787 | 0.0017689 | 0.0014104 | 0.0014691 | 0.00095106 | 0.0012182 | 0.0013935 | 0.0012172
kWh | WED40 | 0.0010081 | 0.0012398 | 0.0013126 | 0.0021042 | 0.0021923 | 0.0019922 | 0.0016499 | 0.0017665 | 0.001191 | 0.0014345 | 0.0013949 | 0.0018636
kWh | WED41 | 0.0011677 | 0.0012418 | 0.0018176 | 0.0024005 | 0.0022545 | 0.0018286 | 0.0015448 | 0.0017318 | 0.0012792 | 0.0018494 | 0.0015055 | 0.0018711
kWh | WED42 | 0.0013293 | 0.0018465 | 0.0018041 | 0.0030069 | 0.0027309 | 0.0017121 | 0.0014496 | 0.0020348 | 0.0013405 | 0.001825 | 0.001628 | 0.0020366
kWh | WED43 | 0.0019454 | 0.0024709 | 0.0023591 | 0.0027262 | 0.0023743 | 0.0016492 | 0.0015638 | 0.0022204 | 0.0015229 | 0.0017725 | 0.0020407 | 0.0019558
kWh | WED44 | 0.0019775 | 0.0020962 | 0.0022712 | 0.0027283 | 0.002546 | 0.0013581 | 0.0016955 | 0.0018669 | 0.0014367 | 0.001587 | 0.0019618 | 0.0021687
kWh | WED45 | 0.0022358 | 0.0021271 | 0.0018368 | 0.0028462 | 0.0023488 | 0.0013661 | 0.0015583 | 0.0014626 | 0.0013658 | 0.0019251 | 0.0020513 | 0.0019093
kWh | WED46 | 0.0016934 | 0.0017851 | 0.0012411 | 0.0031195 | 0.0024424 | 0.0014935 | 0.001431 | 0.0013886 | 0.0013574 | 0.0018717 | 0.0016031 | 0.001746
kWh | WED47 | 0.0010857 | 0.0017343 | 0.00092158 | 0.003104 | 0.0021258 | 0.0014729 | 0.0014627 | 0.0015006 | 0.0012222 | 0.0017281 | 0.0012936 | 0.0015124
kWh | WED48 | 0.00089719 | 0.0012011 | 0.00080808 | 0.0024769 | 0.0019213 | 0.0011473 | 0.001181 | 0.001154 | 0.0010016 | 0.0012579 | 0.00097034 | 0.0011655
kWh | WEE1 | 0.0008162 | 0.00096433 | 0.00071745 | 0.0019446 | 0.0016339 | 0.00087553 | 0.00095689 | 0.00088601 | 0.00073092 | 0.00097008 | 0.00086526 | 0.0013105
kWh | WEE2 | 0.00073765 | 0.0008424 | 0.00083933 | 0.0015626 | 0.0013941 | 0.00068115 | 0.00083754 | 0.0007337 | 0.00059944 | 0.00077591 | 0.00076121 | 0.0010982
kWh | WEE3 | 0.00075031 | 0.00077722 | 0.00088348 | 0.0015964 | 0.0014198 | 0.00082519 | 0.00077359 | 0.00082096 | 0.00064087 | 0.00079214 | 0.00081638 | 0.0010543
kWh | WEE4 | 0.00073771 | 0.00078267 | 0.0011468 | 0.00168 | 0.0013208 | 0.00076406 | 0.00081546 | 0.00082418 | 0.0005358 | 0.00076244 | 0.00088433 | 0.00092984
kWh | WEE5 | 0.00074239 | 0.00080549 | 0.00099682 | 0.0017785 | 0.0011528 | 0.00066361 | 0.00082323 | 0.0007442 | 0.00052914 | 0.00085097 | 0.00087712 | 0.00097635
kWh | WEE6 | 0.00087062 | 0.0007842 | 0.0010568 | 0.001432 | 0.001109 | 0.00067625 | 0.0007497 | 0.00070334 | 0.00042664 | 0.00064654 | 0.0008429 | 0.00068324
kWh | WEE7 | 0.0010463 | 0.0010424 | 0.0011045 | 0.0012236 | 0.00099069 | 0.00067597 | 0.00064584 | 0.00067848 | 0.00057622 | 0.00068842 | 0.00091273 | 0.00070937
kWh | WEE8 | 0.0013387 | 0.0013848 | 0.0010197 | 0.0015972 | 0.0010442 | 0.00086213 | 0.00075393 | 0.00068763 | 0.00063512 | 0.00080758 | 0.0013024 | 0.0007932
kWh | WEE9 | 0.0012471 | 0.0015334 | 0.00094434 | 0.0014226 | 0.0010146 | 0.00073265 | 0.00062942 | 0.00057447 | 0.00057868 | 0.00095959 | 0.0011658 | 0.00099078
kWh | WEE10 | 0.001302 | 0.001047 | 0.00096194 | 0.0013962 | 0.0010453 | 0.00093326 | 0.00070451 | 0.00055337 | 0.00059158 | 0.0010453 | 0.0010868 | 0.0012041
kWh | WEE11 | 0.0013279 | 0.0014316 | 0.00098688 | 0.001655 | 0.0011525 | 0.00088597 | 0.00079333 | 0.00066301 | 0.00070691 | 0.001145 | 0.00099495 | 0.0012997
kWh | WEE12 | 0.0013827 | 0.0010208 | 0.00091082 | 0.0017582 | 0.0013777 | 0.0011271 | 0.00089046 | 0.00064234 | 0.00059647 | 0.00132 | 0.00088219 | 0.0013239
kWh | WEE13 | 0.0010422 | 0.0017056 | 0.0010071 | 0.0019829 | 0.0014032 | 0.0011404 | 0.00092351 | 0.00077313 | 0.00075008 | 0.0015531 | 0.00089576 | 0.001102
kWh | WEE14 | 0.0009988 | 0.0013819 | 0.00093786 | 0.0019251 | 0.001522 | 0.001491 | 0.0012764 | 0.00091759 | 0.00088048 | 0.0015741 | 0.0011076 | 0.00092579
kWh | WEE15 | 0.00079544 | 0.0011017 | 0.0011284 | 0.0021295 | 0.0014194 | 0.0015021 | 0.0013611 | 0.0011609 | 0.00082644 | 0.001509 | 0.0014592 | 0.00089473
kWh | WEE16 | 0.001023 | 0.0011461 | 0.0012983 | 0.0022749 | 0.0017598 | 0.0017533 | 0.0017772 | 0.0014915 | 0.00097705 | 0.001711 | 0.0016085 | 0.00095633
kWh | WEE17 | 0.0011038 | 0.0013613 | 0.0011859 | 0.0019886 | 0.0021639 | 0.0020064 | 0.0018757 | 0.0017239 | 0.0010688 | 0.0019277 | 0.0014499 | 0.0011537
kWh | WEE18 | 0.0011935 | 0.001865 | 0.0013797 | 0.0027843 | 0.0025377 | 0.0021442 | 0.0019667 | 0.0017671 | 0.0012731 | 0.0018731 | 0.0017833 | 0.0012679
kWh | WEE19 | 0.0016049 | 0.0024416 | 0.0019603 | 0.0027561 | 0.0024121 | 0.0023015 | 0.0021621 | 0.0016785 | 0.0012872 | 0.0015391 | 0.00179 | 0.0015111
kWh | WEE20 | 0.001915 | 0.0027679 | 0.0018056 | 0.0023882 | 0.0029341 | 0.0021562 | 0.0021913 | 0.0015521 | 0.0014863 | 0.0013616 | 0.0018549 | 0.0013742
kWh | WEE21 | 0.0022939 | 0.002419 | 0.0018525 | 0.0029747 | 0.0023902 | 0.002168 | 0.0018327 | 0.0015234 | 0.0012686 | 0.0015298 | 0.0019312 | 0.001435
kWh | WEE22 | 0.0023145 | 0.0020034 | 0.0015725 | 0.0033142 | 0.0021924 | 0.0020001 | 0.0017983 | 0.0013617 | 0.0013142 | 0.0018712 | 0.0018956 | 0.0012833
kWh | WEE23 | 0.0014902 | 0.0019272 | 0.00093976 | 0.002914 | 0.0020326 | 0.001983 | 0.0016091 | 0.0013387 | 0.0011336 | 0.0015479 | 0.0013528 | 0.0013058
kWh | WEE24 | 0.00099947 | 0 | 0.00077571 | 0.0024411 | 0.0018817 | 0.0016558 | 0.0015536 | 0.0010848 | 0.00085063 | 0.0014238 | 0.0009723 | 0.00076168
kWh | WEE25 | 0.00084038 | 0 | 0.0008171 | 0.0019054 | 0.0015196 | 0.0013653 | 0.0012811 | 0.00087522 | 0.0006465 | 0.0010227 | 0.00088954 | 0.000624
kWh | WEE26 | 0.00079275 | 0 | 0.00075339 | 0.0017237 | 0.0012333 | 0.0012808 | 0.0011311 | 0.0007433 | 0.00053669 | 0.00086629 | 0.00067637 | 0.0005911
kWh | WEE27 | 0.00078599 | 0 | 0.00086001 | 0.0013305 | 0.0011741 | 0.0010945 | 0.0010588 | 0.00072623 | 0.00049454 | 0.00070946 | 0.00074413 | 0.0005758
kWh | WEE28 | 0.00083008 | 0 | 0.0013439 | 0.0012732 | 0.001138 | 0.0011 | 0.001168 | 0.00068173 | 0.00051967 | 0.00063303 | 0.00084987 | 0.00065157
kWh | WEE29 | 0.00080905 | 0 | 0.0011416 | 0.0014179 | 0.0011376 | 0.00097219 | 0.0010734 | 0.00084743 | 0.00057348 | 0.00068846 | 0.00092956 | 0.00082056
kWh | WEE30 | 0.00084716 | 0 | 0.0010409 | 0.001187 | 0.0010345 | 0.00089264 | 0.0007863 | 0.00065216 | 0.00044851 | 0.00065682 | 0.0008091 | 0.00070126
kWh | WEE31 | 0.00079379 | 0 | 0.0010466 | 0.00093179 | 0.0010179 | 0.0008799 | 0.00068286 | 0.00061858 | 0.00044892 | 0.00064516 | 0.00083327 | 0.00069084
kWh | WEE32 | 0.0010358 | 0 | 0.0013441 | 0.0010598 | 0.00094387 | 0.00098474 | 0.00070733 | 0.00055817 | 0.00056247 | 0.00082236 | 0.0010652 | 0.00086455
kWh | WEE33 | 0.0013028 | 0 | 0.0010236 | 0.0013609 | 0.0010529 | 0.00094803 | 0.00088879 | 0.00058555 | 0.00054483 | 0.0010019 | 0.0011201 | 0.0010258
kWh | WEE34 | 0.0013745 | 0 | 0.00097639 | 0.0016609 | 0.0011266 | 0.001029 | 0.00085255 | 0.0006118 | 0.00048754 | 0.0012808 | 0.0009012 | 0.0012693
kWh | WEE35 | 0.0012911 | 0 | 0.00086823 | 0.0017948 | 0.0013349 | 0.0011585 | 0.0010474 | 0.00083776 | 0.00059655 | 0.0012766 | 0.0010016 | 0.0011301
kWh | WEE36 | 0.0010277 | 0 | 0.00099412 | 0.0021997 | 0.0013311 | 0.0013666 | 0.0011627 | 0.00084452 | 0.00054378 | 0.0013141 | 0.001051 | 0.0012029
kWh | WEE37 | 0.0011531 | 0 | 0.00095252 | 0.0023108 | 0.0017339 | 0.0016226 | 0.00146 | 0.0010804 | 0.00062877 | 0.0015742 | 0.00085725 | 0.0012789
kWh | WEE38 | 0.0011779 | 0 | 0.0010234 | 0.0023214 | 0.0016964 | 0.0017335 | 0.0015889 | 0.0010979 | 0.00084142 | 0.0015894 | 0.00090646 | 0.001451
kWh | WEE39 | 0.0013269 | 0 | 0.0012383 | 0.0024893 | 0.0019174 | 0.0020413 | 0.0016917 | 0.0010894 | 0.00084971 | 0.0019878 | 0.00094383 | 0.0012377
kWh | WEE40 | 0.0012568 | 0 | 0.0014165 | 0.0027181 | 0.0021585 | 0.002002 | 0.0018529 | 0.0014309 | 0.00094801 | 0.002245 | 0.00080345 | 0.0012903
kWh | WEE41 | 0.0011791 | 0 | 0.0016649 | 0.0027849 | 0.0022344 | 0.0019919 | 0.0019478 | 0.0017125 | 0.0012009 | 0.0023157 | 0.0011161 | 0.0013134
kWh | WEE42 | 0.0011951 | 0 | 0.0023511 | 0.0031646 | 0.0028042 | 0.0021919 | 0.0020081 | 0.0017705 | 0.0012735 | 0.0023076 | 0.0012051 | 0.0017689
kWh | WEE43 | 0.0014511 | 0 | 0.0023509 | 0.0028796 | 0.003023 | 0.0022717 | 0.00202 | 0.0017407 | 0.0012179 | 0.0022262 | 0.0014333 | 0.0023359
kWh | WEE44 | 0.00169 | 0 | 0.002228 | 0.0027939 | 0.0028122 | 0.002294 | 0.0019591 | 0.0017907 | 0.0012318 | 0.0019862 | 0.0018134 | 0.0021122
kWh | WEE45 | 0.0015742 | 0 | 0.0024041 | 0.0024617 | 0.0024845 | 0.0020424 | 0.001885 | 0.0017969 | 0.0013578 | 0.0021207 | 0.0017313 | 0.0019053
kWh | WEE46 | 0.0013477 | 0 | 0.0019279 | 0.0027395 | 0.0027728 | 0.0019225 | 0.0017594 | 0.0017312 | 0.00099761 | 0.0018033 | 0.0013878 | 0.0020118
kWh | WEE47 | 0.0012224 | 0 | 0.0014117 | 0.0022283 | 0.0025284 | 0.0017979 | 0.0015573 | 0.0016878 | 0.0008651 | 0.0017147 | 0.0012066 | 0.0022597
kWh | WEE48 | 0.00088488 | 0 | 0.0013268 | 0 | 0.0019359 | 0 | 0.0013971 | 0.001605 | 0 | 0.0013367 | 0 | 0.0010934
kWh | WDE1 | 0.00070076 | 0 | 0.0012858 | 0 | 0.0016399 | 0 | 0.0012984 | 0.0012098 | 0 | 0.00085778 | 0 | 0.00096876
kWh | WDE2 | 0.00067424 | 0 | 0.0010818 | 0 | 0.0012864 | 0 | 0.001048 | 0.00092564 | 0 | 0.00073743 | 0 | 0.00069002
kWh | WDE3 | 0.00064182 | 0 | 0.00097784 | 0 | 0.0012759 | 0 | 0.00089775 | 0.00099562 | 0 | 0.00072991 | 0 | 0.0006239
kWh | WDE4 | 0.00072788 | 0 | 0.0013384 | 0 | 0.0011783 | 0 | 0.00086814 | 0.00094436 | 0 | 0.00065537 | 0 | 0.00064572
kWh | WDE5 | 0.00080425 | 0 | 0.001137 | 0 | 0.0011821 | 0 | 0.00080053 | 0.0009813 | 0 | 0.00064944 | 0 | 0.00076394
kWh | WDE6 | 0.00078963 | 0 | 0.0010692 | 0 | 0.0011522 | 0 | 0.00084435 | 0.00086021 | 0 | 0.00060057 | 0 | 0.00071491
kWh | WDE7 | 0.0006777 | 0 | 0.0012292 | 0 | 0.0011503 | 0 | 0.00069543 | 0.00070245 | 0 | 0.00070477 | 0 | 0.00064972
kWh | WDE8 | 0.00089182 | 0 | 0.0014114 | 0 | 0.0011478 | 0 | 0.00073766 | 0.00067652 | 0 | 0.00081198 | 0 | 0.0010343
kWh | WDE9 | 0.00097211 | 0 | 0.0011499 | 0 | 0.0011545 | 0 | 0.00073669 | 0.0005667 | 0 | 0.00076984 | 0 | 0.0010799
kWh | WDE10 | 0.0011839 | 0 | 0.0014262 | 0 | 0.0010943 | 0 | 0.00096337 | 0.00058341 | 0 | 0.00079313 | 0 | 0.0010287
kWh | WDE11 | 0.0011172 | 0 | 0.0012752 | 0 | 0.001018 | 0 | 0.0010373 | 0.00073995 | 0 | 0.00082219 | 0 | 0.00097764
kWh | WDE12 | 0.0011819 | 0 | 0.0015935 | 0 | 0.0011386 | 0 | 0.00123 | 0.00072588 | 0 | 0.0008005 | 0 | 0.001233
kWh | WDE13 | 0.001221 | 0 | 0.0014284 | 0 | 0.0013437 | 0 | 0.001223 | 0.0010323 | 0 | 0.0011264 | 0 | 0.001431
kWh | WDE14 | 0.0014375 | 0 | 0.0015955 | 0 | 0.0015277 | 0 | 0.0015726 | 0.0011698 | 0 | 0.0012175 | 0 | 0.0014654
kWh | WDE15 | 0.0014092 | 0 | 0.0019264 | 0 | 0.0013448 | 0 | 0.0019248 | 0.001302 | 0 | 0.0013283 | 0 | 0.0014248
kWh | WDE16 | 0.0012727 | 0 | 0.0025336 | 0 | 0.0012063 | 0 | 0.0019826 | 0.0016725 | 0 | 0.0014397 | 0 | 0.0013455
kWh | WDE17 | 0.0013792 | 0 | 0.0030042 | 0 | 0.0013274 | 0 | 0.0022968 | 0.0018738 | 0 | 0.0017294 | 0 | 0.001316
kWh | WDE18 | 0.0015842 | 0 | 0.0029143 | 0 | 0.0013559 | 0 | 0.0022564 | 0.0018769 | 0 | 0.0018927 | 0 | 0.0016659
kWh | WDE19 | 0.0016726 | 0 | 0.0028311 | 0 | 0.0014094 | 0 | 0.0024851 | 0.0020337 | 0 | 0.0017055 | 0 | 0.001505
kWh | WDE20 | 0.0021563 | 0 | 0.0028543 | 0 | 0.0013699 | 0 | 0.0022083 | 0.0020595 | 0 | 0.0016535 | 0 | 0.0014718
kWh | WDE21 | 0.0020385 | 0 | 0.0024439 | 0 | 0.0017714 | 0 | 0.002085 | 0.0020636 | 0 | 0.0016373 | 0 | 0.0011889
kWh | WDE22 | 0.0015085 | 0 | 0.0023962 | 0 | 0.001949 | 0 | 0.0017746 | 0.0019193 | 0 | 0.0013505 | 0 | 0.0010502
kWh | WDE23 | 0.0014819 | 0 | 0 | 0 | 0.0013989 | 0 | 0.0016991 | 0.0018367 | 0 | 0.0013169 | 0 | 0.0009898
kWh | WDE24 | 0 | 0 | 0 | 0 | 0 | 0 | 0 | 0 | 0 | 0 | 0 | 0

## HDemand
Fuel | House
|  | 1 | 2 | 3 | 4 | 5 | 6 | 7 | 8 | 9 | 10 | 11 | 12
GAL | 1 | 14928.4136 | 9883.601 | 13294.7056 | 14233.0484 | 15326.3804 | 13247.0326 | 16087.8855 | 12455.4042 | 10852.2768 | 11206.9933 | 14336.787 | 16206.9781
GAL | 2 | 16179.8028 | 11730.0767 | 15879.0203 | 11095.9857 | 12796.4073 | 11430.5827 | 10030.648 | 18201.1392 | 13286.0804 | 10227.8424 | 12120.0775 | 12302.1094
GAL | 3 | 11725.7251 | 16038.2591 | 11935.374 | 7768.6093 | 11669.1799 | 10241.4005 | 9022.6522 | 13494.7469 | 8094.6083 | 12875.0798 | 11739.4771 | 11674.487
GAL | 4 | 11047.0223 | 12356.6717 | 13606.0121 | 12371.9018 | 16940.6617 | 10177.0536 | 12780.3195 | 13397.3765 | 13237.5884 | 11194.3526 | 9654.1693 | 14977.0794
GAL | 5 | 14754.0724 | 14400.6701 | 8592.8929 | 9693.948 | 10403.7485 | 10128.232 | 14308.6273 | 11002.6399 | 11479.8864 | 10924.2204 | 13225.8972 | 10673.3161
GAL | 6 | 19183.5061 | 22084.9241 | 24271.071 | 22025.2936 | 22733.4148 | 17717.5822 | 21487.3355 | 23836.2425 | 21912.2044 | 26612.222 | 16494.7507 | 18094.9088
GAL | 7 | 26226.5152 | 19477.9776 | 26994 | 24508.8881 | 25460.7088 | 21427.3509 | 21881.8779 | 20345.3056 | 26994 | 20352.1647 | 18778.0305 | 19712.1862
GAL | 8 | 20721.2016 | 16012.0296 | 16094.7747 | 13860.5114 | 18285.9718 | 16348.1279 | 19051.6172 | 16415.2325 | 21954.6529 | 14898.4016 | 15230.2269 | 17779.5835
GAL | 9 | 25524.1173 | 24594.6059 | 24250.2241 | 18093.2618 | 21684.5123 | 26981.2573 | 18991.8314 | 24029.2457 | 26994 | 25660.653 | 26397.3027 | 23935.0595
GAL | 10 | 11589.0765 | 17391.7077 | 14054.8173 | 16731.8712 | 10477.0262 | 9465.5202 | 8941.511 | 12856.5437 | 12949.834 | 12190.8309 | 11123.8771 | 12565.5152
GAL | 11 | 15495.7244 | 24173.2803 | 26994 | 15869.0817 | 19085.4356 | 19115.2414 | 19934.9987 | 19814.1193 | 22394.2142 | 21763.072 | 25683.8076 | 19438.5042
GAL | 12 | 22163.7561 | 23037.9454 | 19983.1387 | 26969.6768 | 19035.1453 | 19094.7335 | 22123.1579 | 17777.1096 | 23353.712 | 26896.4633 | 19908.9211 | 24501.9775
GAL | 13 | 21367.3593 | 20030.7704 | 18358.8032 | 19242.8604 | 18253.2559 | 18135.6379 | 21797.0542 | 16273.8249 | 19613.3009 | 22409.4511 | 17384.6142 | 19469.9842
GAL | 14 | 25069.4981 | 26994 | 26994 | 26969.6768 | 26302.5669 | 26981.2573 | 26313.1169 | 26934.6264 | 21071.3798 | 24377.3065 | 19339.9691 | 26350.3421
GAL | 15 | 13301.0337 | 13710.7926 | 11230.4979 | 13504.8825 | 11783.5169 | 12347.601 | 13027.3157 | 11542.534 | 10979.7036 | 11852.1939 | 12865.9741 | 17039.5595
GAL | 16 | 26994 | 16144.735 | 16651.1006 | 18186.8732 | 15574.9883 | 18149.5973 | 19852.8864 | 15803.4172 | 14240.5416 | 15908.7537 | 13795.459 | 8869.0223
GAL | 17 | 16104.4494 | 12122.1673 | 14328.6573 | 17429.8472 | 15313.2928 | 20217.3327 | 16207.8573 | 15137.8954 | 18432.9064 | 15801.4446 | 12846.5232 | 15454.8528
GAL | 18 | 10913.8734 | 12572.3382 | 13393.7863 | 8159.4409 | 11466.9338 | 11606.3763 | 10326.899 | 12244.8968 | 9001.7122 | 9704.1364 | 8240.0418 | 13301.1026
GAL | 19 | 25868.7123 | 17055.8696 | 22784.5821 | 21012.0903 | 20838.9157 | 24827.3026 | 20895.5042 | 25751.1775 | 26994 | 17965.9261 | 19566.4081 | 21742.8475
GAL | 20 | 13503.7198 | 10210.5575 | 9069.9293 | 9929.9575 | 11276.5644 | 11208.0166 | 11159.3267 | 11936.3644 | 9982.479 | 7850.9007 | 12354.4756 | 8831.194
GAL | 21 | 18859.0697 | 17633.6419 | 13558.3961 | 14537.7364 | 11708.3365 | 13914.0068 | 16691.1653 | 12739.9296 | 11297.3345 | 18791.7064 | 16518.8209 | 13466.9985
GAL | 22 | 16226.1559 | 14071.5489 | 12270.5236 | 8995.0241 | 13653.4017 | 10212.0851 | 13160.3601 | 10615.6349 | 13030.7297 | 9818.3642 | 10085.6497 | 14302.7732
GAL | 23 | 16915.5792 | 26994 | 19710.9508 | 18020.0455 | 26994 | 16231.4181 | 26976.5128 | 20243.7805 | 20133.1488 | 24015.5243 | 13937.0208 | 24388.411
GAL | 24 | 26994 | 25302.874 | 25637.5208 | 21817.7422 | 26994 | 23605.0425 | 21846.0836 | 21627.2889 | 16420.0672 | 24258.9094 | 26972.5737 | 23914.6338
GAL | 25 | 20872.5566 | 22340.5065 | 17347.415 | 26969.6768 | 26994 | 22928.0907 | 26147.5515 | 18699.8749 | 21485.9947 | 26223.4798 | 22038.0495 | 19256.5872
GAL | 26 | 16634.589 | 20424.6921 | 23783.9382 | 21337.9898 | 22012.1162 | 18315.9481 | 19208.2336 | 21142.3402 | 22187.6112 | 19053.4035 | 13912.9498 | 18045.1936
GAL | 27 | 24691.9249 | 16186.6852 | 24683.737 | 16341.5324 | 16506.0465 | 19432.6902 | 22695.9619 | 25406.5717 | 25900.8008 | 19561.0522 | 20282.852 | 21125.558
GAL | 28 | 17494.8431 | 20085.0845 | 12649.4855 | 11805.6561 | 15268.8448 | 18510.2979 | 14124.4089 | 10640.3728 | 22543.1974 | 14743.8057 | 13360.2084 | 14542.6599
GAL | 29 | 15787.6092 | 22319.9637 | 20855.4288 | 20594.6865 | 24991.9487 | 21303.3201 | 21211.2758 | 23318.7792 | 21148.97 | 18920.8669 | 19072.638 | 18960.2962
GAL | 30 | 9960.4586 | 10651.35 | 14581.9161 | 14434.7449 | 14236.5362 | 10216.8326 | 12603.9825 | 9262.4786 | 14920.7739 | 11602.2727 | 11579.6453 | 17817.8011
GAL | 31 | 16389.5585 | 25762.665 | 20389.2879 | 15711.4886 | 17574.7033 | 16323.3835 | 19154.7261 | 18655.3245 | 19534.5051 | 20653.1401 | 20992.261 | 16549.3739
GAL | 32 | 14529.9099 | 14770.6072 | 17449.0019 | 18597.4621 | 15863.8816 | 14351.0285 | 14126.1741 | 15851.1605 | 16743.6479 | 20530.0629 | 11581.7275 | 11164.0569
kWh | 1 | 935.4516 | 620.916 | 807.5548 | 834.2768 | 1431.069 | 1684.2307 | 1986.7151 | 1610.1281 | 1507.3263 | 1199.6231 | 1037.8555 | 885.157
kWh | 2 | 547.5438 | 599.6505 | 619.4751 | 825.2949 | 809.339 | 1144.0979 | 1418.4495 | 1640.6135 | 1455.7347 | 1239.1087 | 866.4117 | 701.8066
kWh | 3 | 511.202 | 412.3233 | 516.2362 | 592.4953 | 685.7124 | 1189.9107 | 1222.0893 | 1313.5435 | 960.7407 | 1049.4695 | 519.3795 | 497.1563
kWh | 4 | 301.5153 | 311.1742 | 398.4507 | 370.9696 | 415.4272 | 757.59 | 802.4254 | 644.1303 | 668.8887 | 346.8836 | 276.6166 | 355.1159
kWh | 5 | 506.3316 | 439.1654 | 441.7611 | 661.8605 | 844.0085 | 892.4262 | 1784.9067 | 1204.8447 | 1403.792 | 675.4697 | 531.283 | 612.3296
kWh | 6 | 576.4044 | 514.9526 | 531.0401 | 787.5084 | 769.5017 | 1207.0374 | 1158.7655 | 1190.9033 | 999.8874 | 676.9087 | 474.8521 | 730.8784
kWh | 7 | 560.9313 | 569.2301 | 491.7652 | 630.8347 | 608.6474 | 1960.9892 | 1902.7598 | 1425.3082 | 1322.545 | 730.6385 | 565.0807 | 559.7917
kWh | 8 | 570.2988 | 491.603 | 502.2949 | 524.2576 | 995.5438 | 1278.686 | 1507.597 | 1304.7654 | 983.5618 | 864.8318 | 503.3674 | 636.4006
kWh | 9 | 727.7755 | 473.9375 | 461.1544 | 685.8844 | 721.1581 | 1348.6901 | 1557.2784 | 1470.9896 | 883.4823 | 653.4879 | 430.4769 | 641.7212
kWh | 10 | 1207.7769 | 1274.4528 | 1003.5711 | 1362.4791 | 1353.8436 | 1634.5273 | 2356.6339 | 1744.9637 | 1709.8551 | 1650.9687 | 958.8529 | 1030.0165
kWh | 11 | 564.4577 | 399.0027 | 452.8932 | 593.4687 | 726.0634 | 1089.0862 | 1763.1665 | 1200.224 | 1019.0236 | 533.3126 | 471.566 | 584.5975
kWh | 12 | 483.7397 | 413.4039 | 748.4908 | 784.5487 | 951.7156 | 1274.34 | 1329.2068 | 1746.7784 | 1200.2162 | 1167.3491 | 529.6678 | 547.0557
kWh | 13 | 462.8012 | 342.7068 | 482.6182 | 588.775 | 577.1762 | 798.6912 | 950.2211 | 1063.9662 | 674.1438 | 468.4386 | 378.0336 | 339.396
kWh | 14 | 629.6714 | 529.3975 | 441.4402 | 508.6593 | 834.8991 | 1057.6108 | 1685.9843 | 1817.723 | 909.2333 | 649.8893 | 614.2636 | 525.8801
kWh | 15 | 543.6461 | 537.4273 | 435.7028 | 732.7597 | 826.0024 | 1296.1183 | 1109.6826 | 792.2673 | 668.9282 | 785.2094 | 391.4919 | 488.7382
kWh | 16 | 301.604 | 248.3895 | 276.5766 | 407.0395 | 544.2943 | 868.1046 | 898.6935 | 697.4708 | 704.968 | 417.6616 | 279.1145 | 371.651
kWh | 17 | 394.2239 | 216.7472 | 273.4091 | 402.5796 | 646.5244 | 834.2149 | 1031.4276 | 882.5565 | 847.6222 | 388.7848 | 312.4461 | 347.3941
kWh | 18 | 693.8148 | 620.8044 | 642.3599 | 726.8545 | 752.5547 | 1760.8314 | 2024.4178 | 1379.5256 | 1777.0302 | 1096.17 | 773.3872 | 953.0378
kWh | 19 | 679.162 | 307.6751 | 422.9392 | 553.9926 | 631.6233 | 967.3468 | 1193.285 | 848.7017 | 991.1922 | 830.3103 | 435.4679 | 580.6513
kWh | 20 | 611.6916 | 586.2093 | 572.4584 | 725.3737 | 1187.0841 | 1642.4377 | 1581.5771 | 1715.4808 | 1245.228 | 924.211 | 634.2681 | 876.877
kWh | 21 | 547.0151 | 378.4989 | 438.756 | 446.7303 | 451.7229 | 827.167 | 1256.2851 | 590.8214 | 524.3929 | 489.6772 | 337.9188 | 459.911
kWh | 22 | 552.2646 | 434.7671 | 553.9928 | 526.7439 | 885.4393 | 1278.8393 | 1200.7601 | 1534.5272 | 951.082 | 888.6185 | 657.5859 | 490.4709
kWh | 23 | 366.5887 | 295.5562 | 448.3939 | 464.1255 | 600.4238 | 936.9135 | 605.8073 | 1036.9934 | 889.4547 | 693.7568 | 480.6279 | 469.8764
kWh | 24 | 589.0322 | 540.2174 | 498.2971 | 645.3633 | 1031.942 | 1051.4611 | 1278.1931 | 1235.9148 | 1115.4802 | 1142.7602 | 453.9335 | 554.3466
kWh | 25 | 1180.2904 | 804.2455 | 710.9379 | 1040.6204 | 1510.3842 | 2228.3853 | 2757.6327 | 1995.2619 | 2576.1228 | 1506.7598 | 1230.607 | 1143.7534
kWh | 26 | 670.0133 | 460.021 | 650.8885 | 842.7933 | 865.2729 | 1535.013 | 1252.9268 | 1179.0629 | 1164.7133 | 867.4301 | 430.0132 | 831.4781
kWh | 27 | 456.1356 | 392.1086 | 589.2919 | 726.4394 | 963.3727 | 1151.0608 | 1962.6506 | 1129.4315 | 1333.066 | 1183.3138 | 772.3564 | 685.3899
kWh | 28 | 534.5862 | 415.661 | 724.2257 | 584.1362 | 738.4651 | 1270.3644 | 1321.3211 | 1923.9552 | 984.1886 | 707.2697 | 716.2495 | 714.4457
kWh | 29 | 380.2581 | 266.6091 | 425.147 | 301.4571 | 577.2753 | 805.589 | 882.9849 | 571.6599 | 563.1155 | 631.474 | 325.1746 | 241.8339
kWh | 30 | 515.542 | 481.9243 | 507.6471 | 718.2157 | 737.8556 | 894.1306 | 1520.2995 | 958.3801 | 1213.4259 | 655.1572 | 555.2662 | 645.0548
kWh | 31 | 495.9203 | 402.9059 | 382.8623 | 554.4978 | 863.8419 | 1185.3832 | 1708.7808 | 1074.3426 | 962.3446 | 606.4012 | 532.8541 | 505.0835
kWh | 32 | 253.6379 | 282.3006 | 386.5185 | 380.9204 | 648.9209 | 752.6223 | 1332.4923 | 815.6446 | 766.8716 | 519.2052 | 437.438 | 473.3723

## CapacityFactor
average | PV | 0.2011 | 0.21235 | 0.20506 | 0.2061 | 0.19428 | 0.26299 | 0.28167 | 0.22464 | 0.23075 | 0.22969 | 0.16234 | 0.12278 | min | 0 | max | 1
average | WND | 0.39169 | 0.39232 | 0.41721 | 0.43281 | 0.44013 | 0.4558 | 0.26609 | 0.34425 | 0.24442 | 0.32111 | 0.34178 | 0.3629 | min | 0.0060878 | max | 0.84483
Technology | Timeslice |  |  |  |  | Capacity Factor
|  | 1 | 2 | 3 | 4 | 5 | 6 | 7 | 8 | 9 | 10 | 11 | 12
H_PV | WDA1 | 0.063145 | 0.20417 | 0.42709 | 0.099572 | 0.15957 | 0.16902 | 0.20765 | 0.13781 | 0.11714 | 0.28359 | 0.99395 | 0.045082
H_PV | WDA2 | 0.14631 | 0.088073 | 0.2196 | 0.036185 | 0.087396 | 0.1919 | 0.11582 | 0.23327 | 1 | 0.085561 | 0.24364 | 0.056168
H_PV | WDA3 | 0.51189 | 0.069528 | 0.285 | 0.47949 | 0.58761 | 0.15885 | 0.15138 | 0.091526 | 0.27875 | 0.067908 | 0.057945 | 0.057876
H_PV | WDA4 | 0.19937 | 0.070509 | 0.14842 | 0.043717 | 0.36336 | 0.11405 | 0.29257 | 0.062556 | 0.39467 | 0.4877 | 0.09289 | 0.03274
H_PV | WDA5 | 0.20321 | 0.34023 | 0.05782 | 0.053673 | 0.39906 | 0.061446 | 0.1874 | 0.046308 | 0.12137 | 0.08918 | 0.068543 | 0.48048
H_PV | WDA6 | 0.20333 | 0.41641 | 0.081155 | 1 | 0.65637 | 0.2132 | 0.2422 | 0.04684 | 0.35484 | 0.05388 | 0.032437 | 0.16939
H_PV | WDA7 | 0.063472 | 0.25215 | 1 | 0.051273 | 0.29623 | 0.073402 | 0.2574 | 0.19807 | 0.41757 | 0.14735 | 0.35066 | 0.10063
H_PV | WDA8 | 0.034053 | 0.31112 | 0.40909 | 0.047961 | 0.078702 | 0.061742 | 0.095431 | 0.045926 | 0.19399 | 0.080047 | 0.13267 | 0.076278
H_PV | WDA9 | 0.06936 | 0.23428 | 0.067886 | 0.026853 | 0.1726 | 0.14386 | 0.10397 | 0.080038 | 0.10388 | 0.077056 | 0.058804 | 0.13377
H_PV | WDA10 | 0.25999 | 0.07853 | 0.057965 | 0.085849 | 0.31829 | 0.51912 | 0.84861 | 0.23286 | 0.19543 | 0.1796 | 0.026082 | 0.1011
H_PV | WDA11 | 0.60143 | 0.10637 | 1 | 0.10775 | 0.087764 | 0.37752 | 0.58926 | 0.085733 | 0.12244 | 0.16182 | 0.041641 | 0.11611
H_PV | WDA12 | 0.28842 | 0.75785 | 0.10337 | 0.27442 | 0.18696 | 0.18453 | 0.73657 | 0.13083 | 0.49443 | 0.047537 | 0.17767 | 0.085442
H_PV | WDA13 | 0.074844 | 0.44105 | 0.24591 | 0.082344 | 0.072353 | 0.14426 | 0.60227 | 0.10957 | 0.41439 | 0.22045 | 0.077998 | 0.048821
H_PV | WDA14 | 0.038241 | 0.19021 | 0.30771 | 0.046272 | 0.16154 | 0.29859 | 0.62956 | 0.64169 | 0.081368 | 0.071297 | 0.11389 | 0.018727
H_PV | WDA15 | 0.10255 | 0.25266 | 0.15116 | 0.088967 | 0.053917 | 0.48484 | 0.14282 | 0.07671 | 0.14168 | 0.16342 | 0.058423 | 0.065174
H_PV | WDA16 | 0.58977 | 0.040114 | 0.058619 | 0.83011 | 0.096637 | 0.16681 | 0.2496 | 0.096488 | 0.63098 | 0.45548 | 0.12713 | 0.11976
H_PV | WDA17 | 0.082699 | 0.079367 | 0.33242 | 0.081909 | 0.38345 | 1 | 0.097568 | 0.18122 | 0.093536 | 0.17813 | 0.078696 | 0.051907
H_PV | WDA18 | 0.15839 | 0.42024 | 0.27776 | 0.099473 | 0.084787 | 0.14174 | 0.22944 | 0.34312 | 0.20747 | 0.094995 | 0.075988 | 0.043714
H_PV | WDA19 | 0.024589 | 0.23342 | 0.062107 | 0.32003 | 0.051203 | 0.089629 | 0.13193 | 0.15664 | 0.037989 | 0.29986 | 0.021592 | 0.082225
H_PV | WDA20 | 0.41806 | 0.065507 | 0.081687 | 0.31025 | 0.07414 | 0.11529 | 0.18066 | 0.22862 | 0.066072 | 0.39068 | 0.019851 | 0.10588
H_PV | WDA21 | 1 | 0.10745 | 0.19491 | 0.057168 | 0.11953 | 0.50343 | 0.31498 | 0.20322 | 0.45556 | 0.47202 | 0.72694 | 0.19179
H_PV | WDA22 | 0.12199 | 1 | 0.11123 | 0.13332 | 0.088399 | 0.21601 | 0.081968 | 0.28056 | 0.29208 | 0.047029 | 0.076896 | 0.021634
H_PV | WDA23 | 0.036928 | 0.19 | 0.24051 | 0.077936 | 0.31248 | 0.51821 | 0.34608 | 0.10487 | 0.12644 | 0.042436 | 0.13714 | 0.35611
H_PV | WDA24 | 0.11686 | 0.21335 | 0.22453 | 0.066357 | 0.07262 | 0.16047 | 0.067995 | 0.28983 | 1 | 0.045183 | 0.14778 | 0.14403
H_PV | WDA25 | 0.088111 | 0.12978 | 0.40196 | 0.28525 | 0.11768 | 0.4144 | 0.24996 | 0.30473 | 0.095648 | 0.01532 | 0.084912 | 0.016837
H_PV | WDA26 | 0.11114 | 0.048112 | 0.171 | 0.11188 | 0.10824 | 0.12993 | 0.14872 | 0.34269 | 0.098492 | 0.036352 | 0.018678 | 0.057789
H_PV | WDA27 | 0.1329 | 0.072252 | 0.094881 | 0.055252 | 0.46004 | 0.062365 | 0.1293 | 0.095468 | 0.13695 | 0.11305 | 0.25675 | 0.11704
H_PV | WDA28 | 0.04479 | 0.20989 | 0.095224 | 0.039948 | 0.10632 | 0.089635 | 0.22475 | 0.060546 | 0.23347 | 0.24547 | 0.16674 | 1
H_PV | WDA29 | 0.112 | 0.053733 | 0.16289 | 0.11462 | 0.14147 | 1 | 0.083524 | 0.050133 | 0.10014 | 0.089131 | 0.097423 | 0.027077
H_PV | WDA30 | 0.19717 | 0.08295 | 0.080315 | 0.16708 | 0.039607 | 0.18399 | 0.3009 | 0.15571 | 0.20364 | 0.064247 | 0.14623 | 0.11288
H_PV | WDA31 | 0.026871 | 0.099986 | 0.10306 | 0.27148 | 0.20954 | 0.13604 | 0.75044 | 0.10343 | 0.071768 | 0.033078 | 0.064675 | 0.097437
H_PV | WDA32 | 0.7904 | 0.25939 | 0.055618 | 0.20058 | 0.19866 | 1 | 0.41688 | 0.063191 | 0.069409 | 0.89114 | 0.13155 | 0.20375
H_PV | WDA33 | 0.21134 | 0.070561 | 0.48946 | 0.063589 | 0.065385 | 0.16649 | 0.19955 | 0.087587 | 0.30753 | 0.03497 | 0.058415 | 0.036966
H_PV | WDA34 | 0.32158 | 0.090036 | 0.34833 | 0.2833 | 0.33091 | 0.11885 | 0.9267 | 1 | 0.098771 | 0.15708 | 0.041657 | 0.033821
H_PV | WDA35 | 0.22557 | 0.16957 | 0.17807 | 0.039077 | 0.051364 | 0.20293 | 0.62804 | 0.056301 | 0.075783 | 0.19474 | 0.038036 | 0.069405
H_PV | WDA36 | 0.12559 | 0.20989 | 0.60724 | 0.13532 | 0.28183 | 0.4264 | 0.28093 | 0.055487 | 0.8948 | 0.31495 | 0.31849 | 0.0255
H_PV | WDA37 | 0.1055 | 0.08821 | 0.14913 | 0.058054 | 0.10345 | 0.10805 | 0.054873 | 0.96002 | 0.062169 | 0.44126 | 0.092761 | 0.2257
H_PV | WDA38 | 0.059954 | 0.057992 | 0.056526 | 0.39511 | 0.13546 | 0.68462 | 0.44575 | 0.044496 | 0.35433 | 0.57746 | 0.071312 | 0.027001
H_PV | WDA39 | 0.098609 | 0.08741 | 0.16763 | 0.43149 | 0.040089 | 0.26318 | 0.22339 | 0.6669 | 0.36016 | 0.074191 | 0.062603 | 0.031068
H_PV | WDA40 | 0.031773 | 0.85021 | 0.071829 | 0.069365 | 0.17298 | 0.27695 | 0.1392 | 0.083688 | 0.18182 | 0.44522 | 0.079676 | 0.095533
H_PV | WDA41 | 0.12365 | 0.077492 | 0.10793 | 0.17978 | 0.17718 | 0.65192 | 0.11373 | 0.93853 | 0.38358 | 0.23441 | 0.73223 | 0.035452
H_PV | WDA42 | 0.056989 | 0.15506 | 0.053295 | 0.091497 | 0.45455 | 0.78506 | 0.23715 | 0.29396 | 0.76309 | 0.061915 | 0.02682 | 0.070401
H_PV | WDA43 | 0.039717 | 0.058002 | 0.25268 | 0.068389 | 0.055245 | 0.61696 | 0.17265 | 0.71643 | 0.16569 | 0.046327 | 0.072856 | 0.070014
H_PV | WDA44 | 0.36397 | 0.055346 | 0.29154 | 0.12184 | 0.042031 | 0.25566 | 1 | 0.45651 | 0.11777 | 0.087291 | 0.099751 | 0.073856
H_PV | WDA45 | 0.21856 | 0.305 | 0.27705 | 0.063017 | 0.18829 | 0.30595 | 0.081166 | 0.90113 | 0.066601 | 0.17908 | 0.10683 | 0.084673
H_PV | WDA46 | 0.082136 | 0.059265 | 0.13809 | 0.10241 | 0.23139 | 0.26581 | 0.17288 | 0.21795 | 0.73927 | 0.16443 | 0.050736 | 0.056725
H_PV | WDA47 | 0.49447 | 0.5446 | 0.58813 | 0.34972 | 0.2259 | 0.078858 | 0.15309 | 0.0308 | 0.08268 | 0.12569 | 0.75597 | 0.0288
H_PV | WDA48 | 1 | 0.18793 | 0.06927 | 0.042485 | 0.11326 | 0.07271 | 0.13538 | 0.040206 | 0.17859 | 0.68591 | 0.16187 | 0.14173
H_PV | WDA49 | 0.27099 | 0.16375 | 0.23832 | 0.12861 | 0.15466 | 0.44209 | 0.48212 | 0.098174 | 0.097364 | 0.28255 | 0.13968 | 0.11922
H_PV | WDA50 | 0.22341 | 0.17156 | 0.059907 | 0.067 | 0.15344 | 0.13928 | 0 | 0.055564 | 0.40457 | 0.031565 | 0.025457 | 0.059677
H_PV | WDA51 | 0.11677 | 0.45698 | 0.077049 | 0.11197 | 0.37734 | 0.11981 | 0.34428 | 0.10003 | 0.30676 | 0.081665 | 0.016381 | 0.055995
H_PV | WDA52 | 0.014714 | 0.39208 | 0.30339 | 0.061552 | 0.16226 | 0.63996 | 0.10323 | 0.087033 | 0.033141 | 0.086702 | 0.045644 | 0.33105
H_PV | WDA53 | 0.062706 | 0.16133 | 0.034606 | 0.18651 | 0.055299 | 0.20052 | 0.077182 | 0.10186 | 0.24512 | 0.049948 | 0.016782 | 0.032385
H_PV | WDA54 | 0.51474 | 0.057815 | 1 | 0.47215 | 0.050711 | 0.13618 | 0.20385 | 0.19574 | 0.09351 | 1 | 0.39342 | 0.10896
H_PV | WDA55 | 0.04707 | 0.10437 | 0.058535 | 0.13392 | 0.054653 | 0.12953 | 0.48447 | 0.052019 | 0.078185 | 1 | 0.11956 | 0.038653
H_PV | WDA56 | 0.046833 | 0.1389 | 0.17684 | 0.12066 | 0.1778 | 0.17946 | 0.21076 | 0.31221 | 0.75992 | 0.038007 | 0.12516 | 0.037537
H_PV | WDA57 | 0.037932 | 0.26385 | 0.23059 | 0.34966 | 0.50748 | 0.098604 | 0.11649 | 0.15061 | 0.11278 | 0.043974 | 0.18615 | 0.05136
H_PV | WDA58 | 0.029757 | 0.11176 | 0.13588 | 0.07339 | 0.07066 | 0.094042 | 0.12138 | 0.071225 | 0.10816 | 0.073452 | 0.061325 | 0.03422
H_PV | WDA59 | 0.19483 | 0.096814 | 0.13639 | 0.029702 | 0.10219 | 0.37404 | 0.11962 | 0.50994 | 0.093272 | 0.25583 | 0.24688 | 0.029768
H_PV | WDA60 | 0.069055 | 0.045731 | 0.35448 | 0.72045 | 0.093555 | 0.090528 | 0.22833 | 0.080437 | 0.29596 | 0.65452 | 0.14646 | 0.35116
H_PV | WDA61 | 0.11806 | 0.64785 | 0.068064 | 0.38601 | 0.25941 | 0.20745 | 0.054271 | 0.10549 | 0.040514 | 0.030396 | 0.26066 | 0.32893
H_PV | WDA62 | 0.13919 | 0.45765 | 0.072113 | 0.077982 | 0.048234 | 0.35013 | 0.064404 | 0.1272 | 0.15651 | 0.27384 | 0.10942 | 0.061428
H_PV | WDA63 | 0.566 | 0.32354 | 0.1432 | 0.17462 | 0.18013 | 0.11643 | 0.1187 | 0.38175 | 0.20288 | 0.14898 | 0.097929 | 0.16836
H_PV | WDA64 | 0.37437 | 0.044394 | 0.09394 | 0.13919 | 0.10189 | 0.078376 | 0.48869 | 0.81163 | 0.19674 | 0.14802 | 0.093764 | 0.037652
H_PV | WDA65 | 0.097254 | 0.20753 | 0.17227 | 0.1002 | 0.090878 | 0.13318 | 0.19048 | 0.28723 | 0.040445 | 0.046502 | 0.047894 | 0.059525
H_PV | WDA66 | 0.015024 | 0.72779 | 0.15003 | 0.16336 | 0.051098 | 0.20035 | 0.27268 | 0.1448 | 0.37666 | 0.14536 | 0.060408 | 0.28332
H_PV | WDA67 | 0.34231 | 0.090408 | 0.19741 | 0.17092 | 1 | 0.09986 | 0.28318 | 0.061517 | 0.091708 | 0.049109 | 0.038763 | 0.027726
H_PV | WDA68 | 0.10857 | 0.49767 | 0.39483 | 0.47733 | 0.23868 | 0.14638 | 0.052198 | 1 | 0.12121 | 0.11786 | 0.1098 | 0.14506
H_PV | WDA69 | 0.081661 | 0.30654 | 0.051826 | 0.13908 | 0.26426 | 0.08231 | 0.22256 | 0.067241 | 1 | 0.17727 | 0.092479 | 0.19008
H_PV | WDA70 | 0.16387 | 0.081174 | 0.34866 | 0.26268 | 0.37815 | 0.22039 | 0.25872 | 0.096733 | 0.1653 | 0.09121 | 0.027428 | 0.069827
H_PV | WDA71 | 0.16187 | 0.62162 | 0.39485 | 0.32031 | 0.15064 | 0.1976 | 0.06793 | 0.10081 | 0.68773 | 0.048275 | 0.037377 | 0.044312
H_PV | WDA72 | 0.6102 | 0.11046 | 0.23295 | 0.081094 | 0.26849 | 0.14414 | 0.22973 | 0.49488 | 0.11499 | 0.23864 | 0.18068 | 0.31275
H_PV | WDA73 | 0.13368 | 0.40436 | 0.078135 | 0.13965 | 0.4068 | 0.10961 | 0.21793 | 0.21053 | 0.11483 | 1 | 0.035103 | 0.041088
H_PV | WDA74 | 0.30839 | 0.0486 | 0.10312 | 0.28443 | 0.094009 | 0.086787 | 0.9623 | 0.08125 | 0.070751 | 1 | 0.51553 | 0.27843
H_PV | WDA75 | 0.03569 | 0.12699 | 0 | 0.11249 | 0.070373 | 0.09243 | 0.20195 | 0.49699 | 0.12055 | 1 | 0.092886 | 0.12027
H_PV | WDA76 | 0.074715 | 0.31101 | 0.55446 | 0.2185 | 0.054443 | 0.42683 | 0.098678 | 0.11575 | 0.27824 | 0.21124 | 0.054388 | 0.068469
H_PV | WDA77 | 0.038846 | 0.14584 | 0.090163 | 0.29216 | 0.10045 | 0.089205 | 0.15557 | 0.32526 | 0.065988 | 1 | 0.091699 | 0.06738
H_PV | WDA78 | 0.35988 | 0.066891 | 0.05872 | 0.93154 | 0.53417 | 0.35532 | 0.48055 | 0.24454 | 0.043019 | 0.04035 | 0.05144 | 0.1871
H_PV | WDA79 | 0.19556 | 0.096951 | 0.19755 | 0.029155 | 0.12672 | 0.068073 | 0.19272 | 0.28553 | 0.21309 | 0.089765 | 0.11038 | 0.11838
H_PV | WDA80 | 0.1099 | 0.050985 | 0.24631 | 0.18074 | 0.3349 | 0.25163 | 0.066582 | 0.10335 | 0.086487 | 0.8202 | 0.023879 | 0.1923
H_PV | WDA81 | 0.11612 | 0.19371 | 0.062562 | 0.21677 | 0.1411 | 0.19216 | 0.54823 | 0.082851 | 0.088705 | 0.071047 | 0.2582 | 0.060986
H_PV | WDA82 | 0.18148 | 0.25105 | 0.12575 | 0.1102 | 0.63815 | 0.61136 | 0.46451 | 0.083451 | 0.46666 | 0.14157 | 0.045142 | 0.12376
H_PV | WDA83 | 0.11612 | 0.066568 | 0.35961 | 0.08849 | 0.12402 | 0.10221 | 0.3005 | 1 | 0.073906 | 0.055085 | 0.06024 | 0.090365
H_PV | WDA84 | 0.37864 | 0.1978 | 0.099904 | 0.077139 | 0.063811 | 0.82354 | 0.17209 | 0.31061 | 0.08819 | 0.11354 | 0.20697 | 0.085474
H_PV | WDA85 | 0.23959 | 0.22613 | 0.13754 | 0.53305 | 0.18339 | 0.2693 | 0.40644 | 0.16559 | 0.14456 | 0.19899 | 0.17792 | 0.034977
H_PV | WDA86 | 0.11856 | 0.054833 | 0.09222 | 0.1106 | 0.034524 | 0.1201 | 0.11776 | 0.17154 | 0.059723 | 0.3636 | 0.013836 | 0.023187
H_PV | WDA87 | 0.56531 | 0.83672 | 0.053636 | 0.073346 | 0.18607 | 0.17064 | 0.069733 | 0.17717 | 0.19869 | 0.088998 | 0.062106 | 0.022226
H_PV | WDA88 | 0.013459 | 0.46047 | 0.49282 | 0.027812 | 0.13642 | 0.21357 | 0.12442 | 0.036296 | 0.11946 | 0.11109 | 0.19358 | 0.067259
H_PV | WDA89 | 0.082836 | 0.085376 | 0.78241 | 0.072479 | 0.089445 | 0.30324 | 0.19826 | 0.084964 | 0.22161 | 0.045512 | 0.027094 | 0.066134
H_PV | WDA90 | 0.60765 | 0.19464 | 0.14262 | 0.36877 | 0.044261 | 0.14087 | 0.091266 | 0.11208 | 0.25686 | 0.15877 | 0.059541 | 0.12675
H_PV | WDA91 | 0.074027 | 0.10439 | 0.23623 | 0.20566 | 0.065188 | 0.1958 | 0.70835 | 0.47205 | 0.25585 | 0.12109 | 0.055651 | 0.072531
H_PV | WDA92 | 0.022315 | 0.27897 | 0.38486 | 0.23141 | 0.07042 | 1 | 0.26093 | 0.17016 | 0.085621 | 0.072919 | 0.25919 | 0.035062
H_PV | WDA93 | 0.4506 | 0.062867 | 0.16106 | 0.12846 | 0.12416 | 0.30182 | 0.07544 | 0.044204 | 0.14532 | 0.46929 | 0.022183 | 0.065147
H_PV | WDA94 | 0.30787 | 0.11365 | 0.10339 | 0.23107 | 0.11033 | 0.19978 | 0.19594 | 0.031206 | 0.12763 | 0.098649 | 0.085344 | 0.29447
H_PV | WDA95 | 0.4969 | 0.057369 | 0.14369 | 0.14169 | 0.14668 | 1 | 0.26009 | 0.1055 | 0.20242 | 0.7858 | 0.44766 | 0.053286
H_PV | WDA96 | 0.15043 | 0.36178 | 0.048756 | 0.10465 | 0.8807 | 0.25396 | 0.35058 | 0.10751 | 0.081001 | 0.49606 | 0.058483 | 0.097721
H_PV | WDA97 | 1 | 0.056657 | 0.28492 | 0.92127 | 0.66335 | 0.5736 | 0.078705 | 0.15649 | 0.048889 | 0.20125 | 0.19061 | 0.6266
H_PV | WDA98 | 1 | 0.11174 | 0.21473 | 0.60114 | 0.067641 | 0.26432 | 0.43349 | 0.2065 | 0.48768 | 0.064971 | 0.03528 | 0.041213
H_PV | WDA99 | 0.11442 | 0.22777 | 0.13545 | 0.1395 | 0.17451 | 0.32279 | 0.28944 | 0.085171 | 0.10405 | 0.21141 | 0.44649 | 0.1239
H_PV | WDA100 | 0.23261 | 0.19601 | 0.10949 | 0.11199 | 0.042024 | 0.20314 | 0.44087 | 0.2346 | 0.3956 | 0.059682 | 0.22677 | 0.18188
H_PV | WDA101 | 0.59356 | 0.09777 | 0.12605 | 0.23526 | 0.74248 | 0.31 | 0.59693 | 0.087914 | 0.16196 | 0.11319 | 0.13291 | 0.29462
H_PV | WDA102 | 0.074955 | 0.44365 | 0.062335 | 0.076308 | 0.17597 | 0.39312 | 0.15268 | 0.1182 | 0.36467 | 0.34424 | 0.038658 | 0.23138
H_PV | WDA103 | 0.27257 | 0.41359 | 0.33242 | 0.23072 | 0.10956 | 0.10318 | 0.068608 | 0.14569 | 0.11104 | 0.12834 | 0.25281 | 0.086309
H_PV | WDA104 | 0.33177 | 0.14585 | 0.059664 | 0.021225 | 0.04475 | 0.14964 | 0.13046 | 0.33296 | 0.10892 | 0.11887 | 0.088824 | 0.043705
H_PV | WDA105 | 0.24458 | 0.066802 | 0.11429 | 0.52741 | 0.080107 | 0.17512 | 0.32774 | 0.2759 | 0.06095 | 0.053475 | 0.055094 | 0.087617
H_PV | WDA106 | 0.12666 | 0.093301 | 0.094983 | 0.52719 | 0.15277 | 0.22999 | 1 | 0.062462 | 0.10526 | 0.80008 | 0.15161 | 0.14641
H_PV | WDA107 | 0.4769 | 0.059675 | 0.49054 | 0.19463 | 0.22226 | 0.38104 | 0.18968 | 0.10891 | 0.11967 | 0.04519 | 0.28321 | 0.23367
H_PV | WDA108 | 0.20982 | 1 | 0.10648 | 1 | 0.54871 | 0.17456 | 0.10133 | 0.092186 | 0.39001 | 0.17348 | 0.030136 | 0.087049
H_PV | WDA109 | 0.14157 | 0.11052 | 0.47364 | 0.059165 | 0.088576 | 1 | 0.1307 | 0.22999 | 0.23974 | 0.42302 | 0.092657 | 0.054614
H_PV | WDA110 | 0.068365 | 0.16047 | 0.11274 | 0.25904 | 0.21777 | 0.096654 | 0.2032 | 0.21547 | 0.2938 | 0.016432 | 0.11874 | 0.11303
H_PV | WDA111 | 0.17926 | 1 | 0.12106 | 0.14148 | 0.18336 | 0.26425 | 0.2354 | 0.16076 | 0.22219 | 0.077322 | 0.31286 | 0.12165
H_PV | WDA112 | 0.048662 | 0.047771 | 0.3012 | 0.10674 | 0.33705 | 0.12071 | 0.24985 | 0.38749 | 0.075737 | 0.15675 | 0.075679 | 0.063764
H_PV | WDA113 | 0.036911 | 0.077849 | 0.13915 | 0.14894 | 0.20118 | 0.22993 | 0.16462 | 0.19901 | 0.25784 | 0.14358 | 0.028263 | 0.33243
H_PV | WDA114 | 0.33769 | 0.099292 | 0.066141 | 1 | 0.049919 | 0.17548 | 0.12418 | 0.093339 | 0.21091 | 0.52036 | 0.40086 | 0.68941
H_PV | WDA115 | 0.045509 | 0.50798 | 0.09456 | 0.042337 | 0.14038 | 0.14854 | 0.79031 | 0.60206 | 0.34873 | 0.12453 | 0.11455 | 0.068171
H_PV | WDA116 | 0.12446 | 0.087345 | 0.37551 | 0.51094 | 0.14356 | 0.11555 | 0.37032 | 0.23789 | 0.13273 | 0.11319 | 0.32429 | 0.24287
H_PV | WDA117 | 0.13277 | 0.52638 | 0.12557 | 0.45408 | 0.083002 | 0.26752 | 0.056111 | 0.12321 | 0.058758 | 0.042659 | 0.080415 | 0.49402
H_PV | WDA118 | 0.21252 | 0.42083 | 0.15944 | 0.11061 | 0.45616 | 0.099954 | 0.20933 | 0.62672 | 0.05421 | 0.17395 | 0.060393 | 0.10906
H_PV | WDA119 | 0.28835 | 0.94162 | 0.040333 | 0.10198 | 0.2575 | 0.10108 | 0.2615 | 0.036313 | 0.11934 | 0.27131 | 0.045144 | 0.029138
H_PV | WDA120 | 0.10243 | 0.082917 | 0.17427 | 0.075845 | 0.036985 | 0.13816 | 0.22001 | 0.43469 | 0.040033 | 0.33042 | 0.14022 | 0.08902
H_PV | WEA1 | 0.031908 | 0.17959 | 0.22883 | 0.28669 | 0.086271 | 0.080757 | 0.074444 | 0.055065 | 0.11478 | 0.28729 | 0.093607 | 0.079972
H_PV | WEA2 | 0.038091 | 0.29144 | 0.33333 | 0.20532 | 0.21869 | 0.24915 | 0.37062 | 0.059543 | 0.15996 | 0.047204 | 0.077988 | 0.20909
H_PV | WEA3 | 0.24368 | 0.12473 | 0.12525 | 0.070166 | 0.16367 | 0.17034 | 0.21778 | 0.069198 | 0.13894 | 0.037935 | 0.14643 | 0.11026
H_PV | WEA4 | 0.27282 | 0.32423 | 0.15938 | 0.35208 | 0.11348 | 0.46548 | 0.12534 | 0.049854 | 0.19563 | 0.086356 | 0.15818 | 0.34707
H_PV | WEA5 | 0.18028 | 0.42046 | 0.086032 | 0.030993 | 0.35104 | 0.23387 | 0.25969 | 0.05997 | 0.045643 | 0.1331 | 0.11727 | 0.074778
H_PV | WEA6 | 0.11168 | 0.12533 | 0.27982 | 0.081672 | 0.05407 | 0.15411 | 0.15797 | 0.41504 | 0.27058 | 0.13013 | 0.072969 | 0.11556
H_PV | WEA7 | 0.081525 | 0.13688 | 0.47182 | 0.12963 | 0.06087 | 0.39704 | 1 | 1 | 0.17309 | 0.31406 | 0.3325 | 0.038924
H_PV | WEA8 | 0.11058 | 0.078871 | 0.08304 | 0.13394 | 0.28941 | 0.56253 | 0.076795 | 0.15525 | 0.049127 | 0.064658 | 0.11628 | 0.052134
H_PV | WEA9 | 0.075181 | 0.10769 | 0.14434 | 0.031067 | 0.094216 | 0.37125 | 0.53794 | 0.067587 | 0.28238 | 0.49107 | 0.049087 | 0.18091
H_PV | WEA10 | 0.12027 | 0.30428 | 0.31824 | 0.15747 | 0.045528 | 0.21606 | 0.6097 | 0.080227 | 0.21052 | 0.46421 | 0.30004 | 0.020602
H_PV | WEA11 | 0.29831 | 0.064546 | 0.19473 | 0.025549 | 0.15192 | 0.22388 | 0.22388 | 0.13401 | 0.051341 | 0.95602 | 0.83263 | 0.028712
H_PV | WEA12 | 0.23007 | 0.052761 | 0.41526 | 0.35056 | 0.12102 | 0.087443 | 0.09741 | 0.11515 | 0.11526 | 0.052299 | 0.10731 | 0.43119
H_PV | WEA13 | 0.095462 | 0.1255 | 0.068829 | 0.070377 | 0.15952 | 0.20881 | 0.13499 | 0.056909 | 0.17853 | 0.055084 | 0.052236 | 0.14664
H_PV | WEA14 | 0.17046 | 0.10706 | 0.11501 | 0.04122 | 0.085403 | 0.14376 | 0.29586 | 0.0957 | 0.69332 | 0.036766 | 0.081265 | 0.032284
H_PV | WEA15 | 0.28739 | 0.20299 | 0.28793 | 1 | 0.34677 | 0.11002 | 0.2756 | 0.19756 | 0.22391 | 0.2476 | 0.029242 | 0.033885
H_PV | WEA16 | 0.40926 | 0.047333 | 0.15319 | 0.094128 | 0.072684 | 0.11942 | 0.29366 | 0.12896 | 0.12666 | 0.063357 | 0.13269 | 0.14999
H_PV | WEA17 | 0.27557 | 0.23504 | 0.098382 | 0.13781 | 0.096388 | 0.10281 | 0.13308 | 0.078956 | 0.12568 | 0.19004 | 0.066176 | 0.085229
H_PV | WEA18 | 0.21607 | 0.15257 | 0.13485 | 0.43373 | 0.059713 | 0.10178 | 0.11865 | 0.093322 | 0.24609 | 0.28434 | 0.04627 | 0.10107
H_PV | WEA19 | 0.19979 | 0.28496 | 0.2675 | 0.20286 | 0.06802 | 0.18264 | 0.76372 | 0.087197 | 0.17809 | 0.57067 | 0.25558 | 0.028408
H_PV | WEA20 | 0.016086 | 0.056121 | 0.12242 | 0.086084 | 0.095029 | 0.21977 | 0.11195 | 0.087579 | 0.050013 | 0.063536 | 0.077773 | 0.11476
H_PV | WEA21 | 0.43455 | 0.53117 | 0.10994 | 0.14307 | 0.33419 | 0.22272 | 0.21281 | 0.10605 | 0.09281 | 0.26083 | 0.079694 | 0.19013
H_PV | WEA22 | 0.028324 | 0.11139 | 1 | 0.17568 | 0.041448 | 0.080189 | 0.52965 | 0.22253 | 0.14521 | 0.098447 | 0.32465 | 0.032974
H_PV | WEA23 | 0.039757 | 0.13986 | 0.093135 | 0.36844 | 0.23276 | 0.098505 | 0.27696 | 0.052164 | 0.042155 | 0.10511 | 0.18422 | 0.49916
H_PV | WEA24 | 0.019769 | 0.14432 | 0.099505 | 0.17908 | 0.060628 | 0.60017 | 0.069384 | 0.14863 | 0.90337 | 0.16061 | 0.025 | 0.051797
H_PV | WEA25 | 0.31659 | 0.059129 | 0.20525 | 0.071631 | 0.12403 | 0.28606 | 0.17947 | 0.20892 | 0.079302 | 0.48596 | 0.04753 | 0.063477
H_PV | WEA26 | 0.58208 | 0.047049 | 0.11119 | 0.11686 | 0.53625 | 0.36677 | 0.073028 | 0.31795 | 0.23724 | 0.042659 | 0.080984 | 0.46622
H_PV | WEA27 | 0.14131 | 0.081911 | 0.14911 | 0.036044 | 0.37931 | 0.64731 | 0.084329 | 0.048416 | 0.094937 | 0.12243 | 0.019659 | 0.64932
H_PV | WEA28 | 0.14883 | 0.14947 | 0.72642 | 0.05945 | 0.17614 | 0.17122 | 0.087671 | 0.97481 | 0.097448 | 0.54437 | 0.040682 | 0.10599
H_PV | WEA29 | 0.03854 | 0.096496 | 0.098047 | 0.12296 | 0.095783 | 0.28692 | 0.17354 | 0.098687 | 0.14914 | 0.12317 | 0.056389 | 0.088406
H_PV | WEA30 | 0.047182 | 0.048932 | 0.074391 | 0.026758 | 0.12996 | 0.069301 | 0.38932 | 0.04943 | 0.11323 | 0.23609 | 0.10547 | 0.042001
H_PV | WEA31 | 0.11592 | 0.18166 | 0.062919 | 0.54642 | 0.12993 | 0.085208 | 0.28206 | 0.069662 | 0.51728 | 0.14054 | 0.077921 | 0.035822
H_PV | WEA32 | 0.96558 | 0.20792 | 0.28806 | 0.13776 | 0.18423 | 0.11152 | 0.1163 | 0.10779 | 0.093214 | 0.036 | 0.067285 | 0.34477
H_PV | WEA33 | 0.30179 | 0.22447 | 0.34209 | 0.035286 | 0.060378 | 0.12176 | 0.14292 | 0.086876 | 0.067463 | 0.33083 | 0.25749 | 0.019812
H_PV | WEA34 | 0.16619 | 0.17083 | 0.33731 | 0.34573 | 0.077097 | 0.33969 | 0.1291 | 0.20385 | 0.10741 | 0.10641 | 0.10627 | 0.02858
H_PV | WEA35 | 0.41261 | 1 | 0.29991 | 0.20026 | 0.090125 | 0.25572 | 0.16583 | 0.29205 | 0.45504 | 0.12923 | 0.058431 | 0.043607
H_PV | WEA36 | 0.040797 | 0.13276 | 0.04211 | 0.24891 | 0.32187 | 0.20788 | 0.30926 | 0.082254 | 0.17128 | 0.083626 | 0.045796 | 0.074354
H_PV | WEA37 | 0.86593 | 0.25367 | 0.11758 | 0.07547 | 0.14747 | 0.11124 | 0.15686 | 0.104 | 0.092221 | 0.18531 | 0.12665 | 0.68798
H_PV | WEA38 | 0.063006 | 0.125 | 0.1616 | 0.27923 | 0.094477 | 0.85385 | 0.065874 | 0.73598 | 0.041929 | 0.018197 | 0.11627 | 0.035475
H_PV | WEA39 | 0.031591 | 0.16057 | 0.10951 | 0.10942 | 0.66886 | 0.15972 | 0.19068 | 0.1482 | 0.12465 | 0.13391 | 0.14932 | 0.060574
H_PV | WEA40 | 0.048076 | 0.094393 | 0.30811 | 1 | 0.071367 | 0.26929 | 0.61426 | 0.052789 | 0.09472 | 0.080527 | 0.27459 | 0.15549
H_PV | WEA41 | 0.33046 | 0.54426 | 0.37146 | 0.054414 | 0.14166 | 1 | 0.1013 | 0.053374 | 0.30981 | 0.030963 | 0.26428 | 0.033527
H_PV | WEA42 | 0.89479 | 0.10038 | 0.25551 | 0.32257 | 0.10762 | 0.12924 | 0.050502 | 0.081013 | 0.17217 | 0.57489 | 0.077194 | 0.76919
H_PV | WEA43 | 0.10991 | 0.48584 | 0.11043 | 0.066829 | 0.44481 | 0.067752 | 1 | 0.21707 | 0.34014 | 0.28222 | 0.01665 | 0.033847
H_PV | WEA44 | 0.022451 | 0.41614 | 0.2836 | 0.37579 | 0.049695 | 0.18195 | 0.09485 | 0.14306 | 0.95849 | 0.11893 | 0.036649 | 0.12384
H_PV | WEA45 | 0.013052 | 0.049354 | 0.13552 | 0.077284 | 0.28625 | 0.29681 | 0.65401 | 0.5814 | 0.077694 | 0.45311 | 0.032406 | 0.065507
H_PV | WEA46 | 0.10948 | 0.22089 | 0.099032 | 0.17208 | 0.19397 | 0.12863 | 0.12092 | 0.69346 | 0.44658 | 0.26961 | 0.043963 | 0.015656
H_PV | WEA47 | 0.43232 | 0.099587 | 0.086096 | 1 | 0.066107 | 0.093387 | 0.2049 | 0.2179 | 0.15648 | 0.19241 | 0.073153 | 0.028734
H_PV | WEA48 | 0.033283 | 1 | 0.08124 | 0.14214 | 0.064115 | 0.11707 | 0.065517 | 0.075212 | 0.066012 | 0.6836 | 0.015654 | 0.075441
H_PV | WDB1 | 0.41579 | 0.13684 | 0.055015 | 0.090315 | 0.16708 | 0.14522 | 0.14767 | 0.298 | 0.039516 | 0.87402 | 0.1669 | 0.28246
H_PV | WDB2 | 0.058129 | 0.1907 | 0.23822 | 0.054058 | 0.30339 | 0.22319 | 0.12566 | 0.56674 | 0.085604 | 0.022091 | 0.085761 | 0.021881
H_PV | WDB3 | 0.17147 | 0.063426 | 0.20618 | 0.33748 | 0.10603 | 0.10235 | 0.71691 | 0.18141 | 0.12919 | 0.17394 | 0.020576 | 0.031238
H_PV | WDB4 | 0.18745 | 0.097783 | 0.12277 | 0.036399 | 0.17392 | 0.22868 | 0.10682 | 0.035623 | 0.071397 | 0.061302 | 0.10717 | 0.064115
H_PV | WDB5 | 0.27755 | 0.3084 | 0.068675 | 0.082226 | 0.64307 | 0.41593 | 0.17601 | 0.47821 | 0.11252 | 0.064235 | 0.24794 | 0.2837
H_PV | WDB6 | 0.022795 | 0.38705 | 0.10309 | 0.4032 | 0.12033 | 0.11562 | 0.19873 | 0.40008 | 0.090466 | 0.068538 | 0.053498 | 0.16031
H_PV | WDB7 | 0.16999 | 0.10659 | 0.24136 | 0.18777 | 0.14303 | 0.11299 | 0.24226 | 0.036511 | 0.056634 | 0.3817 | 0.15779 | 0.097627
H_PV | WDB8 | 0.14088 | 0.33857 | 0.051536 | 0.12954 | 0.12451 | 0.15561 | 0.098733 | 0.22123 | 0.20917 | 0.26017 | 0.05425 | 0.15652
H_PV | WDB9 | 0.034664 | 0.18907 | 0.1498 | 0.032419 | 0.16473 | 0.39033 | 0.16008 | 0.25292 | 0.12798 | 0.085843 | 0.0794 | 0.02843
H_PV | WDB10 | 0.43283 | 0.20591 | 0.2638 | 0.18419 | 0.051827 | 0.10026 | 0.13287 | 1 | 1 | 0.066029 | 0.046898 | 0.027262
H_PV | WDB11 | 0.17951 | 0.15014 | 0.18893 | 0.38311 | 0.81259 | 0.10969 | 0.21938 | 0.10086 | 0.107 | 0.060382 | 0.09364 | 0.067425
H_PV | WDB12 | 0.31339 | 0.48918 | 0.25388 | 0.062378 | 0.062781 | 1 | 0.27593 | 0.2136 | 0.087901 | 0.38393 | 0.060784 | 0.20434
H_PV | WDB13 | 0.10798 | 0.12706 | 0.24659 | 0.44332 | 0.18144 | 0.10814 | 0.67988 | 0.027108 | 0.099921 | 0.082407 | 0.078463 | 0.11591
H_PV | WDB14 | 0.078705 | 0.055117 | 0.045208 | 0.44414 | 0.054418 | 0.63469 | 0.33679 | 0.1939 | 0.41322 | 0.31233 | 0.19462 | 0.070574
H_PV | WDB15 | 0.071363 | 0.081179 | 1 | 0.131 | 0.13212 | 0.24956 | 0.13124 | 0.18277 | 0.40046 | 0.31758 | 0.15057 | 0.049438
H_PV | WDB16 | 0.051953 | 0.060022 | 0.18344 | 0.15093 | 0.0986 | 0.78517 | 0.14675 | 0.25913 | 0.55583 | 1 | 0.049055 | 0.047735
H_PV | WDB17 | 0.10468 | 0.11053 | 0.28234 | 0.081067 | 0.71082 | 0.21232 | 0.14026 | 0.15582 | 0.13701 | 0.048735 | 0.13867 | 0.017843
H_PV | WDB18 | 0.22308 | 0.11751 | 0.47829 | 0.097934 | 0.11937 | 0.74138 | 0.41613 | 0.08522 | 0.1135 | 0.039964 | 0.079532 | 0.0817
H_PV | WDB19 | 0.11728 | 0.19893 | 1 | 0.1977 | 0.068884 | 0.22882 | 0.10843 | 0.32285 | 0.23797 | 0.1862 | 0.12834 | 0.023187
H_PV | WDB20 | 0.11875 | 0.084812 | 0.13242 | 0.016433 | 0.043183 | 0.30554 | 0.2261 | 0.4657 | 0.15804 | 0.10308 | 0.18682 | 0.05807
H_PV | WDB21 | 0.15475 | 0.11777 | 0.048852 | 0.037332 | 0.18364 | 0.23782 | 0.30616 | 0.11634 | 0.080224 | 0.48096 | 0.20416 | 0.13981
H_PV | WDB22 | 0.08147 | 0.095161 | 0.26078 | 0.13389 | 0.099628 | 0.086185 | 0.5282 | 0.4615 | 0.10631 | 0.08413 | 0.077648 | 0.14123
H_PV | WDB23 | 0.15815 | 0.085648 | 0.20438 | 0.25023 | 0.18652 | 0.13072 | 0.28789 | 0.37658 | 0.060588 | 0.33603 | 0.13978 | 0.22978
H_PV | WDB24 | 0.34132 | 0.061364 | 0.13275 | 0.77601 | 0.17961 | 0.31358 | 0.15411 | 0.12274 | 0.28645 | 0.43264 | 0.082946 | 0.033017
H_PV | WDB25 | 0.10248 | 0.22303 | 0.12368 | 0.092781 | 0.26126 | 0.08224 | 0.28138 | 0.75687 | 0.5886 | 0.79358 | 0.053001 | 0.073612
H_PV | WDB26 | 0.043781 | 0.069149 | 0.25448 | 0.18674 | 0.097473 | 0.068544 | 0.15981 | 0.098087 | 0.29759 | 0.23974 | 0.080469 | 0.1096
H_PV | WDB27 | 0.13739 | 0.12205 | 1 | 0.087809 | 0.25605 | 1 | 0.22681 | 0.036543 | 0.2645 | 0.16602 | 0.036555 | 0.16712
H_PV | WDB28 | 0.45064 | 0.07904 | 0.4875 | 0.20818 | 0.17453 | 0.31918 | 0.14793 | 0.061392 | 0.073992 | 0.46416 | 0.025762 | 0.16708
H_PV | WDB29 | 0.068288 | 0.061902 | 0.052803 | 1 | 0.037535 | 0.098197 | 0.1021 | 0.17066 | 0.14742 | 0.3106 | 0.15355 | 0.053163
H_PV | WDB30 | 0.74905 | 0.18257 | 0.32145 | 0.072981 | 0.061434 | 0.13078 | 0.090095 | 0.39387 | 0.10886 | 0.18395 | 0.10266 | 0.044232
H_PV | WDB31 | 0.37171 | 0.1198 | 0.10568 | 0.045372 | 1 | 0.15311 | 0.24477 | 0.04277 | 0.10914 | 0.13142 | 0.072406 | 0.413
H_PV | WDB32 | 0.040614 | 0.61102 | 0.063879 | 0.34628 | 0.72526 | 0.22689 | 0.096755 | 0.063011 | 0.07741 | 0.11758 | 0.25997 | 0.11282
H_PV | WDB33 | 0.17419 | 0.058262 | 0.26747 | 0.025003 | 0.73961 | 0.58096 | 0.12604 | 0.055213 | 0.083055 | 0.72803 | 0.065722 | 0.33812
H_PV | WDB34 | 0.13164 | 0.42473 | 0.27095 | 0.2567 | 0.55912 | 0.080911 | 0.29186 | 0.10086 | 0.17023 | 0.29063 | 0.072428 | 0.091959
H_PV | WDB35 | 0.14869 | 0.28991 | 0.2052 | 0.087391 | 0.4393 | 0.10064 | 0.076411 | 0.053308 | 0.063409 | 0.13248 | 0.03684 | 0.11999
H_PV | WDB36 | 0.16717 | 0.14756 | 0.043026 | 0.1225 | 0.079769 | 0.3748 | 0.21563 | 0.14618 | 0.52003 | 0.034874 | 0.1194 | 0.068014
H_PV | WDB37 | 0.23676 | 0.039452 | 0.070069 | 0.17422 | 0.14147 | 0.089141 | 0.25854 | 0.14843 | 0.75923 | 0.10814 | 0.10901 | 0.071741
H_PV | WDB38 | 0.13156 | 0.14349 | 0.3806 | 0.042106 | 0.10644 | 0.19754 | 0.2817 | 0.23617 | 0.073623 | 1 | 0.066241 | 0.42348
H_PV | WDB39 | 0.014175 | 0.099105 | 0.24257 | 0.036772 | 0.07713 | 0.23981 | 0.23617 | 0.14608 | 0.3846 | 0.13799 | 0.020887 | 0.15376
H_PV | WDB40 | 0.1911 | 0.49421 | 0.19099 | 1 | 0.22672 | 0.5042 | 0.30451 | 0.23259 | 0.055303 | 0.75786 | 0.24944 | 0.026901
H_PV | WDB41 | 0.21771 | 0.083058 | 0.098573 | 0.23112 | 0.28283 | 0.23394 | 0.081807 | 0.035557 | 0.68755 | 0.5767 | 0.24296 | 0.16021
H_PV | WDB42 | 0.03929 | 0.11511 | 0.14768 | 0.041641 | 0.073958 | 0.088519 | 0.32247 | 0.10899 | 0.087242 | 0.057874 | 0.13127 | 0.089553
H_PV | WDB43 | 0.012053 | 0.080049 | 0.079182 | 0.024136 | 0.073029 | 0.22286 | 0.95118 | 0.18523 | 0.085068 | 0.33595 | 0.013303 | 0.037412
H_PV | WDB44 | 0.21951 | 0.17786 | 0.17314 | 0.11021 | 0.21922 | 0.3629 | 0.12051 | 0.30398 | 0.31966 | 0.12638 | 0.65083 | 0.033068
H_PV | WDB45 | 0.020108 | 0.17805 | 0.11145 | 0.41034 | 0.18263 | 0.33814 | 0.13597 | 0.14545 | 1 | 0.19768 | 0.043149 | 0.046843
H_PV | WDB46 | 0.25433 | 0.07169 | 0.037196 | 1 | 0.058156 | 1 | 0.097404 | 0.47062 | 0.38651 | 0.078275 | 0.021312 | 0.029419
H_PV | WDB47 | 0.03969 | 0.25723 | 0.44596 | 0.10155 | 0.033454 | 0.1511 | 0.087914 | 0.94715 | 0.207 | 0.033281 | 0.065664 | 0.10696
H_PV | WDB48 | 0.062158 | 0.078942 | 0.065351 | 0.1462 | 0.077089 | 0.10756 | 0.28021 | 0.050687 | 0.14601 | 0.25927 | 0.12165 | 0.050077
H_PV | WDB49 | 0.16342 | 0.18248 | 0.24336 | 0.13862 | 0.22941 | 0.43113 | 0.10841 | 0.12146 | 0.56522 | 0.2766 | 0.021265 | 0.11711
H_PV | WDB50 | 0.061147 | 0.88826 | 0.14976 | 0.027758 | 0.051872 | 0.25291 | 0.11664 | 0.039189 | 0.70757 | 0.032845 | 0.075552 | 0.037221
H_PV | WDB51 | 0.26515 | 0.16564 | 0.16135 | 0.056116 | 0.20744 | 0.36993 | 0.13148 | 0.26025 | 0.33599 | 0.2937 | 0.23144 | 0.094683
H_PV | WDB52 | 0.25264 | 0.1011 | 0.19783 | 0.096995 | 0.046405 | 0.081458 | 0.45882 | 0.11677 | 0.17234 | 0.055791 | 0.12092 | 0.084715
H_PV | WDB53 | 0.11445 | 0.50721 | 1 | 0.50215 | 0.095862 | 0.42857 | 0.14108 | 0.092267 | 0.086248 | 0.31618 | 0.44512 | 0.037078
H_PV | WDB54 | 0.46632 | 1 | 0.09694 | 0.085198 | 0.25515 | 0.29511 | 0.37366 | 0.12006 | 0.70467 | 0.020451 | 0.040221 | 0.065479
H_PV | WDB55 | 0.026757 | 0.57809 | 0.083278 | 0.090688 | 0.052886 | 0.29416 | 0.096699 | 0 | 0.14236 | 0.35716 | 0.17912 | 0.038343
H_PV | WDB56 | 0.038626 | 0.10533 | 0.21012 | 0.10607 | 0.13847 | 0.14235 | 0.05572 | 0.055281 | 0.27526 | 0.092032 | 0.056244 | 0.070477
H_PV | WDB57 | 0.35101 | 0.26321 | 0.26124 | 0.082483 | 1 | 0.077667 | 0.13041 | 0.23427 | 0.06467 | 0.053246 | 0.65979 | 0.15336
H_PV | WDB58 | 0.017745 | 0.14626 | 0.14346 | 0.13466 | 0.066442 | 0.289 | 0.20446 | 0.26341 | 0.067293 | 0 | 0.085458 | 0.014318
H_PV | WDB59 | 0.04245 | 0.048945 | 0.2667 | 0.1035 | 0.4159 | 0.30415 | 0.15759 | 0.061066 | 0.68916 | 0.13766 | 0.078258 | 0.14391
H_PV | WDB60 | 0.27225 | 0.17717 | 0.18867 | 0.047473 | 0.35945 | 0.42325 | 0.14849 | 0.1396 | 0.10837 | 0.12011 | 0.39867 | 0.045015
H_PV | WDB61 | 0.17801 | 0.12372 | 0.092316 | 0.35066 | 0.058879 | 0.57802 | 0.42265 | 0.069205 | 0.17793 | 0.26006 | 0.054891 | 0.21447
H_PV | WDB62 | 0.05605 | 0.58535 | 0.30629 | 0.040105 | 0.059495 | 0.22264 | 0.43056 | 0.26228 | 0.40224 | 0.10226 | 0.32928 | 0.069349
H_PV | WDB63 | 0.092994 | 0.040879 | 0.12876 | 0.098528 | 0.12502 | 0.17934 | 0.16063 | 0.11415 | 0.068786 | 0.10653 | 0.030872 | 0.17117
H_PV | WDB64 | 0.56053 | 0.15578 | 0.15572 | 0.21098 | 0.50063 | 0.16849 | 0.098632 | 0.17685 | 0.13703 | 0.52971 | 0.56008 | 0.20726
H_PV | WDB65 | 0.07358 | 0.081189 | 0.10432 | 0.198 | 0.07511 | 0.30206 | 0.1417 | 0.072352 | 0.089355 | 0.13707 | 0.038462 | 0.02715
H_PV | WDB66 | 0.028099 | 0.060812 | 0.26386 | 0.18004 | 0.22884 | 0.44713 | 0.086815 | 0.078248 | 0.19202 | 0.21247 | 0.12282 | 0.022537
H_PV | WDB67 | 0.034156 | 0.18965 | 0.51468 | 0.97862 | 0.39671 | 0.1196 | 0.056219 | 0.68948 | 0.063078 | 0.80265 | 0.10214 | 0.048289
H_PV | WDB68 | 0.029087 | 0.1003 | 0.033255 | 0.9521 | 0.22058 | 0.29185 | 0.21824 | 0.16573 | 0.13101 | 0.19479 | 0.090343 | 0.046099
H_PV | WDB69 | 0.080404 | 0.05567 | 0.24766 | 0.20958 | 0.36031 | 0.56977 | 0.16656 | 0.16931 | 0.39701 | 0.087988 | 0.10689 | 0.05586
H_PV | WDB70 | 0.15102 | 0.21351 | 0.15414 | 1 | 0.47065 | 0.42276 | 0.19053 | 0.08642 | 0.069986 | 0.17425 | 0.16956 | 0.35333
H_PV | WDB71 | 0.15143 | 0.095979 | 0.080908 | 1 | 0.36196 | 0.14237 | 0.16472 | 0.42192 | 0.26252 | 0.25918 | 0.4856 | 0.12043
H_PV | WDB72 | 0.058139 | 0.1707 | 0.15553 | 0.045903 | 0.63172 | 0.61935 | 0.19952 | 0.51888 | 0.23078 | 0.039056 | 0.09703 | 0.079859
H_PV | WDB73 | 0.038488 | 0.067742 | 0.087055 | 0.98152 | 0.47043 | 0.15007 | 0.43032 | 0.068304 | 0.12744 | 0.27399 | 0.067796 | 0.11903
H_PV | WDB74 | 0.9509 | 0.46332 | 0.2468 | 0.18774 | 0.11011 | 0.13595 | 0.049235 | 0.13795 | 1 | 0.30039 | 0.20013 | 0.047835
H_PV | WDB75 | 0.29852 | 0.46201 | 0.4544 | 0.12545 | 0.27239 | 0.17178 | 0.21675 | 0.10284 | 0.28679 | 0.29485 | 0.32547 | 0.10701
H_PV | WDB76 | 0.06337 | 0.1773 | 0.36965 | 0.13967 | 0.072523 | 0.22534 | 0.063215 | 0.051689 | 0.11492 | 0.080552 | 0.015908 | 0.2856
H_PV | WDB77 | 0.63833 | 0.15559 | 0.28878 | 0.34424 | 0.073778 | 0.18264 | 0.27876 | 0.080996 | 1 | 0.33665 | 0.13794 | 0.041449
H_PV | WDB78 | 0.041457 | 1 | 0.13906 | 0.12812 | 0.094696 | 0.18392 | 0.10426 | 0.096882 | 0.092961 | 0.071858 | 0.038285 | 1
H_PV | WDB79 | 0.066086 | 0.066847 | 0.13631 | 0.088776 | 0.1424 | 1 | 0.086839 | 0.038657 | 0.24545 | 0.1464 | 0.11579 | 0.13379
H_PV | WDB80 | 0.044279 | 0.24795 | 0.33568 | 1 | 0.14636 | 0.38929 | 0.09367 | 0.12982 | 0.071738 | 0.064815 | 0.030341 | 0.047917
H_PV | WDB81 | 0.054311 | 0.4241 | 0.56428 | 0.068987 | 0.11226 | 0.63883 | 0.13759 | 0.36898 | 0.11829 | 0.20361 | 0.33616 | 0.07696
H_PV | WDB82 | 0.25563 | 0.15166 | 0.10035 | 0.035975 | 0.25074 | 0.14832 | 0.15772 | 0.66963 | 0.41106 | 0.073663 | 0.040849 | 0.088995
H_PV | WDB83 | 0.077094 | 0.15161 | 0.10411 | 0.063845 | 0.14298 | 0.15268 | 0.23623 | 0.041317 | 0.277 | 0.10282 | 0.1494 | 0.023373
H_PV | WDB84 | 0.15227 | 0.060228 | 0.033857 | 0.08534 | 0.21044 | 0.48223 | 0.1193 | 0.20442 | 0.3763 | 0.24569 | 0.1362 | 0.043084
H_PV | WDB85 | 0.047593 | 0.15876 | 0.1197 | 0.085451 | 0.069643 | 0.20088 | 0.2569 | 0.16965 | 0.2954 | 0.29187 | 0.17065 | 0.072802
H_PV | WDB86 | 0.095391 | 0.21616 | 0.066335 | 0.040401 | 0.11409 | 0.54068 | 0.12988 | 0.13883 | 0.16808 | 0.04661 | 0.096033 | 0.026433
H_PV | WDB87 | 0.033516 | 0.4727 | 0.1046 | 0.13791 | 0.11558 | 0.1013 | 0.096117 | 0.18295 | 0.3742 | 0.25771 | 0.13789 | 0.029282
H_PV | WDB88 | 0.17306 | 0.20519 | 0.97618 | 0.15506 | 0.10088 | 0.10644 | 0.44076 | 0.12365 | 0.16854 | 0.36504 | 0.0096114 | 0.058195
H_PV | WDB89 | 0.15007 | 0.053889 | 0.043383 | 0.038526 | 0.063526 | 0.37743 | 1 | 0.29722 | 0.45556 | 0.19349 | 0.18698 | 0.041306
H_PV | WDB90 | 0.097185 | 0.058142 | 0.28911 | 0.39718 | 0.06083 | 0.64158 | 0.16484 | 0.19295 | 0.063542 | 0.16936 | 0.073293 | 0.069273
H_PV | WDB91 | 0.17415 | 0.081911 | 0.32058 | 0.060604 | 0.15715 | 0.18225 | 0.29351 | 0.10261 | 0.2144 | 0.29112 | 0.029465 | 0.60306
H_PV | WDB92 | 0.026939 | 0.19902 | 0.46827 | 0.10397 | 0.060824 | 0.35701 | 0.15955 | 0.71439 | 0.19827 | 0.41472 | 0.027391 | 0.15939
H_PV | WDB93 | 0.24249 | 0.13148 | 0.065224 | 0.093332 | 0.16365 | 0.18954 | 0.18339 | 0.088691 | 0.248 | 0.05595 | 0.2075 | 0.033561
H_PV | WDB94 | 0.090755 | 0.27509 | 0.17541 | 0.37241 | 0.15944 | 0.13211 | 0.085443 | 0.20266 | 0.15348 | 0.036521 | 0.022322 | 0.22522
H_PV | WDB95 | 0.024006 | 0.10479 | 0.18271 | 0.029952 | 0.21936 | 0.50238 | 1 | 0.1306 | 0.055022 | 0.087731 | 0.088445 | 0.10588
H_PV | WDB96 | 0.33672 | 0.21926 | 0.34056 | 0.22061 | 0.14503 | 0.1343 | 0.17631 | 0.11794 | 0.13332 | 0.0091102 | 0.038363 | 0.021293
H_PV | WDB97 | 0.017025 | 0.089558 | 0.05717 | 0.08524 | 0.62626 | 1 | 1 | 0.94421 | 0.084869 | 0.31331 | 0.12087 | 0.022021
H_PV | WDB98 | 0.55224 | 0.051395 | 0.27439 | 0.0693 | 0.73335 | 0.16143 | 0.43798 | 0.069277 | 0.29584 | 0.14821 | 0.29197 | 0.038143
H_PV | WDB99 | 0.8917 | 0.32675 | 0.15074 | 0.16002 | 0.29624 | 0.28719 | 0.050859 | 0.072732 | 0.44185 | 0.17975 | 0.093422 | 0.045217
H_PV | WDB100 | 0.023513 | 0.18684 | 0.055456 | 0.78348 | 0.061182 | 0.39032 | 0.22135 | 0.3274 | 0.10385 | 0.07803 | 0.054349 | 1
H_PV | WDB101 | 0.11066 | 0.040367 | 0.053401 | 0.08553 | 0.1106 | 0.082384 | 0.070685 | 0.4274 | 0.34601 | 0.04268 | 0.019889 | 0.074495
H_PV | WDB102 | 0.041714 | 0.27433 | 0.080568 | 0.15212 | 0.085946 | 0.82271 | 0.21818 | 0.17787 | 0.060786 | 0.098143 | 0.046076 | 0.31268
H_PV | WDB103 | 0.11944 | 0.085104 | 0.43797 | 0.11623 | 0.28105 | 0.22345 | 0.22474 | 0.086418 | 0.13162 | 0.040037 | 0.041095 | 0.062709
H_PV | WDB104 | 0.21375 | 0.07948 | 0.65543 | 0.13215 | 0.245 | 0.73504 | 0.46285 | 0.061137 | 0.24917 | 0.071159 | 0.094486 | 0.019612
H_PV | WDB105 | 0.24509 | 0.099409 | 0.29959 | 0.064759 | 0.066766 | 0.48217 | 0.22206 | 0.17026 | 0.10575 | 0.040482 | 0.11756 | 0.04446
H_PV | WDB106 | 0.12337 | 0.070087 | 0.37047 | 0.11201 | 0.089605 | 0.3611 | 0.20085 | 0.10406 | 0.34736 | 0.14088 | 0.064721 | 0.020417
H_PV | WDB107 | 0.50787 | 0.49819 | 0.087983 | 0.090354 | 0.058813 | 0.18547 | 0.14324 | 1 | 0.19288 | 0.054948 | 0.070362 | 0.083738
H_PV | WDB108 | 0.11075 | 1 | 1 | 0.046165 | 0.042127 | 0.26029 | 0.099476 | 0.080527 | 0.423 | 0.026062 | 0.10033 | 0.07827
H_PV | WDB109 | 0.03186 | 0.52376 | 0.037825 | 0.11213 | 0.21327 | 0.12338 | 0.10742 | 0.39801 | 0.58179 | 0.24369 | 0.54095 | 0.057965
H_PV | WDB110 | 0.1702 | 0.33198 | 0.11872 | 1 | 0.57529 | 0.077744 | 1 | 0.1244 | 0.13241 | 0.31938 | 0.017782 | 0.025835
H_PV | WDB111 | 0.083332 | 0.16527 | 0.19649 | 0.29007 | 0.37025 | 0.12773 | 0.18353 | 0.41905 | 0.059299 | 0.20756 | 1 | 0.034045
H_PV | WDB112 | 0.10186 | 0.1029 | 0.069448 | 0.20352 | 0.064403 | 0.71423 | 1 | 0.14778 | 0.097522 | 0.088007 | 0.039236 | 0.087984
H_PV | WDB113 | 0.28379 | 0.35256 | 0.19169 | 0.3548 | 0.20698 | 0.091923 | 0.22152 | 0.22997 | 0.055406 | 0.069669 | 1 | 0.042263
H_PV | WDB114 | 0.4482 | 0.30129 | 0.071381 | 0.10315 | 0.078324 | 0.24752 | 0.27364 | 0.31398 | 0.047555 | 0.32801 | 0.031163 | 0.08346
H_PV | WDB115 | 0.18846 | 0.065713 | 0.047213 | 0.1316 | 0.29438 | 0.13546 | 0.10473 | 0.06675 | 0.046745 | 0.10331 | 0.42139 | 0.020302
H_PV | WDB116 | 0.047559 | 0.39531 | 0.040237 | 0.087873 | 0.4627 | 0.61707 | 0.22418 | 0.18935 | 0.16824 | 0.82725 | 0.15762 | 0.10102
H_PV | WDB117 | 0.083351 | 0.082978 | 0.23049 | 0.047046 | 0.053315 | 0.67285 | 0.55752 | 0.16043 | 0.18922 | 0.1841 | 0.18131 | 0.085053
H_PV | WDB118 | 0.19553 | 0.039405 | 0.053867 | 0.92906 | 0.20441 | 0.18309 | 0.12545 | 0.76186 | 0.30882 | 0.059596 | 0.23407 | 0.29955
H_PV | WDB119 | 0.22559 | 0.094739 | 0.19701 | 1 | 0.18552 | 0.076929 | 0.13928 | 0.14995 | 0.58094 | 0.16537 | 0.39748 | 0.35452
H_PV | WDB120 | 0.16592 | 0.16641 | 0.13511 | 0.031298 | 1 | 0.27158 | 0.17416 | 0.12107 | 0.23773 | 0.2139 | 1 | 0.11018
H_PV | WEB1 | 0.30125 | 0.059699 | 0.33174 | 0.047413 | 0.047224 | 0.24339 | 0.36957 | 0.29365 | 0.1863 | 0.6914 | 0.043397 | 0.25771
H_PV | WEB2 | 0.037909 | 0.099107 | 0.20809 | 0.11949 | 0.064158 | 0.099747 | 0.076527 | 0.23042 | 0.051008 | 0.097944 | 0.1057 | 0.13668
H_PV | WEB3 | 0.11811 | 0.11678 | 0.34847 | 0.05115 | 0.4701 | 0.80441 | 1 | 0.23524 | 0.12726 | 0.34813 | 0.69289 | 0.069808
H_PV | WEB4 | 0.044122 | 0.19653 | 0.52164 | 0.17185 | 0.25596 | 0.30009 | 0.091069 | 0.050905 | 0.12371 | 0.41919 | 0.13975 | 0.047576
H_PV | WEB5 | 0.013923 | 0.037452 | 0.7651 | 0.46255 | 0.096024 | 0.16411 | 0.41769 | 0.56914 | 0.095201 | 0.47025 | 0.42035 | 0.026343
H_PV | WEB6 | 0.07131 | 0.046353 | 0.1737 | 0.088058 | 0.093221 | 0.20126 | 0.077836 | 0.13547 | 0.95194 | 0.015015 | 0.051025 | 0.035775
H_PV | WEB7 | 0.2504 | 0.063198 | 0.24518 | 0.16167 | 0.065414 | 0.32111 | 0.351 | 0.14236 | 0.052918 | 0.054776 | 0.25052 | 0.22296
H_PV | WEB8 | 0.050016 | 1 | 0.063405 | 0.19499 | 0.06119 | 0.18749 | 0.62452 | 0.14226 | 0.27537 | 0.098076 | 0.034274 | 0.039223
H_PV | WEB9 | 0.11497 | 0.080213 | 0.071469 | 0.089496 | 0.084257 | 0.1019 | 0.3108 | 0.13033 | 0.078283 | 0.25213 | 0.1782 | 0.17256
H_PV | WEB10 | 0.088398 | 0.10375 | 0.07256 | 0.20741 | 0.11992 | 0.74966 | 0.25 | 0.086352 | 0.1601 | 0.05427 | 0.34067 | 0.086431
H_PV | WEB11 | 0.14531 | 0.070297 | 0.061192 | 0.039678 | 0.10311 | 0.84411 | 0.27737 | 0.1086 | 0.059448 | 0.23275 | 0.021029 | 0.09652
H_PV | WEB12 | 0.18408 | 0.064232 | 0.21981 | 0.06056 | 0.06445 | 0.18209 | 0.073518 | 0.12005 | 0.16432 | 0.11331 | 0.40208 | 0.029248
H_PV | WEB13 | 0.5687 | 0.093516 | 0.094311 | 0.26279 | 0.17812 | 0.27885 | 0.48396 | 0.1244 | 0.35332 | 0.22308 | 0.026869 | 0.10952
H_PV | WEB14 | 0.07338 | 0.72797 | 0.19965 | 0.6874 | 0.16116 | 0.058575 | 0.86799 | 0.139 | 0.21359 | 0.018136 | 0.86976 | 0.039165
H_PV | WEB15 | 0.091244 | 0.24228 | 0.10654 | 0.24966 | 0.22456 | 0.35785 | 0.1188 | 0.14613 | 0.30975 | 0.15588 | 0.95368 | 0.0512
H_PV | WEB16 | 0.078373 | 1 | 0.05443 | 0.35547 | 0.75622 | 0.42126 | 0.3474 | 1 | 0.13543 | 0.15088 | 0.025126 | 0.43002
H_PV | WEB17 | 0.62096 | 0.52182 | 0.1966 | 0.24284 | 0.23502 | 0.09621 | 1 | 0.048388 | 0.14598 | 0.11999 | 0.21804 | 0.079708
H_PV | WEB18 | 0.066836 | 0.040326 | 0.056361 | 0.11891 | 0.088763 | 0.098404 | 0.084868 | 0.36538 | 0.081934 | 0.063649 | 0.40889 | 0.027525
H_PV | WEB19 | 0.081501 | 0.15171 | 0.062683 | 0.24885 | 0.31447 | 0.24341 | 0.16189 | 0.13423 | 0.36524 | 0.039478 | 0.05432 | 0.38757
H_PV | WEB20 | 0.34659 | 0.042305 | 0.14753 | 0 | 0.074629 | 0.50515 | 0.19585 | 0.32668 | 0.4101 | 0.11251 | 0.17553 | 0.027996
H_PV | WEB21 | 0.053607 | 0.12249 | 0.080831 | 0.15253 | 0.056341 | 0.67187 | 0.3262 | 0.097221 | 0.1868 | 0.021935 | 0.29973 | 0.027425
H_PV | WEB22 | 0.020928 | 0.1614 | 0.048065 | 0.10063 | 0.077001 | 0.27961 | 0.15175 | 0.10457 | 0.13249 | 0.033082 | 0.09505 | 0.031048
H_PV | WEB23 | 0.33389 | 0.10952 | 0.11459 | 0.032628 | 0.11629 | 0.080832 | 0.075275 | 0.12014 | 0.055462 | 0.024281 | 0.097038 | 0.096371
H_PV | WEB24 | 0.056039 | 0.1036 | 0.040149 | 0.20907 | 0.23169 | 0.066844 | 0.21168 | 0.06164 | 1 | 0.023587 | 0.032354 | 0.43472
H_PV | WEB25 | 0.02874 | 0.15987 | 0.30523 | 0.050662 | 0.12871 | 0.13146 | 0.51152 | 0.13364 | 0.22989 | 0.069321 | 0.1431 | 0.069499
H_PV | WEB26 | 0.41445 | 0.098317 | 0.040856 | 0.054066 | 0.23294 | 0.078676 | 0.14519 | 0.2292 | 0.3501 | 0.30159 | 0.041975 | 0.14594
H_PV | WEB27 | 0.063259 | 0.43311 | 0.48233 | 0.12022 | 0.15521 | 0.080336 | 0.73816 | 0.17314 | 0.1462 | 0.71021 | 0.022362 | 0.026876
H_PV | WEB28 | 0.44001 | 0.22991 | 0.091272 | 0.027259 | 0.78428 | 1 | 0.72408 | 0.36968 | 0.20266 | 1 | 0.059485 | 0.054358
H_PV | WEB29 | 0.095305 | 0.098885 | 0.39696 | 0.084044 | 0 | 0.15899 | 0.20088 | 0.038303 | 0.059944 | 0.7765 | 0.10247 | 0.24805
H_PV | WEB30 | 0.029465 | 0.047069 | 0.052361 | 0.085415 | 0.39589 | 0.51776 | 0.4277 | 0.21133 | 0.1098 | 0.13401 | 0.049835 | 0.028787
H_PV | WEB31 | 0.44133 | 0.099127 | 0.11178 | 0.36772 | 0.21802 | 0.5036 | 0.095033 | 0.035543 | 0.20585 | 0.045823 | 0.10988 | 0.068849
H_PV | WEB32 | 0.55575 | 0.14489 | 0.14066 | 0.31749 | 0.093584 | 0.30365 | 0.2992 | 0.058905 | 0.44075 | 0.085998 | 0.18696 | 0.11612
H_PV | WEB33 | 0.2145 | 0.076696 | 0.27381 | 0.25867 | 0.12419 | 0.37236 | 0.20396 | 0.34039 | 0.76587 | 0.10589 | 0.046943 | 0.45247
H_PV | WEB34 | 0.097065 | 0.3454 | 0.19161 | 0.084101 | 0.11606 | 0.39481 | 0.11213 | 0.81629 | 0.57342 | 0.20269 | 0.10275 | 0.079412
H_PV | WEB35 | 0.45788 | 0.2476 | 0.60702 | 0.041007 | 0.1297 | 0.12164 | 0.11263 | 0.15897 | 0.38353 | 0.40411 | 0.023262 | 0.11296
H_PV | WEB36 | 0.43378 | 0.049119 | 0.047876 | 0.83942 | 0.09439 | 0.10005 | 0.24323 | 0.070769 | 0.85205 | 0.58507 | 0.1623 | 0.041248
H_PV | WEB37 | 0.53144 | 0.16601 | 0.29188 | 0.090187 | 0.085705 | 0.17794 | 0.16497 | 0.16138 | 0.10442 | 0.029699 | 0.16892 | 0.21658
H_PV | WEB38 | 0.12829 | 0.14442 | 0.82032 | 0.31209 | 0.16377 | 0.17579 | 0.061563 | 0.072088 | 1 | 0.52247 | 0.11974 | 0.060581
H_PV | WEB39 | 0.40149 | 0.72745 | 0.073156 | 0.085344 | 0.12488 | 0.19519 | 0.057387 | 0.18735 | 0.17715 | 0.58398 | 0.02179 | 0.1443
H_PV | WEB40 | 0.38675 | 0.084594 | 0.51613 | 0.34905 | 0.068814 | 0.14558 | 0.13133 | 0.11731 | 0.59944 | 0.17628 | 0.07316 | 0.06029
H_PV | WEB41 | 0.10171 | 0.13025 | 0.13613 | 0.023374 | 0.11791 | 0.16881 | 0.5196 | 0.19999 | 0.062503 | 0.10847 | 0.44886 | 0.19443
H_PV | WEB42 | 0.24715 | 0.07293 | 0.27545 | 0.10263 | 0.15667 | 0.8016 | 0.09605 | 0.14735 | 0.37906 | 0.21307 | 0.068456 | 0.030927
H_PV | WEB43 | 0.1286 | 0.04089 | 0.20314 | 0.16338 | 0.1162 | 0.11005 | 0.56059 | 0.037524 | 0.49879 | 0.82441 | 0.30353 | 0.086347
H_PV | WEB44 | 0.042147 | 0.19428 | 0.17898 | 0.047821 | 0.10366 | 0.13312 | 0.071484 | 0.45613 | 0.047433 | 0.19996 | 0.040955 | 0.061988
H_PV | WEB45 | 0.19068 | 0.049156 | 0.17915 | 0.8983 | 1 | 0.38408 | 0.11001 | 0.10387 | 0.1992 | 0.13719 | 0.091949 | 0.056212
H_PV | WEB46 | 0.12261 | 0.040375 | 0.095388 | 0.11385 | 0.047216 | 0.18864 | 0.50674 | 0.45372 | 0.12167 | 0.5046 | 0.042906 | 0.10461
H_PV | WEB47 | 0.032257 | 0.12445 | 0.71803 | 0.07507 | 0.12337 | 0.27626 | 0.060061 | 0.042268 | 0.11183 | 0.17124 | 0.38466 | 0.033696
H_PV | WEB48 | 0.053128 | 0.072488 | 0.056383 | 0.2642 | 0.27375 | 0.19012 | 0.068268 | 0.18943 | 0.20355 | 0.096871 | 0.52962 | 0.033694
H_PV | WDC1 | 0.090957 | 0.12226 | 0.12491 | 0.16752 | 0.40261 | 0.072354 | 0.17443 | 0.048299 | 0.27636 | 0.039783 | 0.10842 | 0.033902
H_PV | WDC2 | 1 | 0.098396 | 0.060806 | 0.10639 | 0.61265 | 0.19772 | 0.061542 | 0.10888 | 0.076852 | 0.028586 | 0.31077 | 0.34274
H_PV | WDC3 | 0.065406 | 0.080572 | 0.27837 | 1 | 0.10567 | 1 | 0.082964 | 0.20733 | 0.050324 | 0.052223 | 1 | 0.10276
H_PV | WDC4 | 0.47571 | 0.44162 | 0.13797 | 0.10963 | 1 | 0.30924 | 0.34572 | 0.12056 | 0.042071 | 0.23631 | 0.10532 | 0.034133
H_PV | WDC5 | 0.083086 | 0.099632 | 0.045117 | 0.063374 | 0.31689 | 0.15409 | 0.21487 | 0.42974 | 0.070667 | 0.12837 | 0.15337 | 0.059011
H_PV | WDC6 | 0.68851 | 0.1621 | 0.066964 | 0.051819 | 0.083892 | 0.085847 | 0.18042 | 0.17301 | 0.1735 | 0.28677 | 0.056353 | 0.12904
H_PV | WDC7 | 0.10144 | 0.188 | 0.073018 | 0.049368 | 0.12912 | 0.062098 | 0.37981 | 0.16398 | 0.11931 | 0.11068 | 0.28703 | 0.1355
H_PV | WDC8 | 0.090991 | 0.086953 | 0.50077 | 0.45987 | 0.089475 | 0.25572 | 0.10876 | 0.22239 | 0.15681 | 1 | 0.13672 | 0.059753
H_PV | WDC9 | 0.057988 | 0.50653 | 0.11338 | 0.039544 | 0.055292 | 0.23288 | 0.16775 | 0.04749 | 0.25958 | 0.02559 | 0.17451 | 0.043008
H_PV | WDC10 | 0.032588 | 0.083619 | 0.047656 | 0.024759 | 0.061187 | 0.098482 | 0.63169 | 0.10973 | 0.1063 | 0.27595 | 0.031342 | 0.04206
H_PV | WDC11 | 0.014075 | 0.15733 | 0.20723 | 0.28696 | 0.11784 | 0.12993 | 0.19688 | 0.34781 | 0.12362 | 0.054986 | 0.06047 | 0.16095
H_PV | WDC12 | 0.035652 | 0.66455 | 0.071352 | 0.26564 | 0.1053 | 0.12699 | 0.28304 | 0.054607 | 0.10772 | 0.87161 | 0.092479 | 0.03366
H_PV | WDC13 | 0.079581 | 0.3058 | 0.045804 | 0.11659 | 0.16784 | 0.10584 | 0.40804 | 0.083081 | 0.080784 | 0.29588 | 0.65546 | 0.17299
H_PV | WDC14 | 0.31332 | 0.24917 | 0.34479 | 0.18125 | 0.082044 | 0.20999 | 0.76463 | 0.40339 | 0.45396 | 0.35505 | 0.032546 | 0.023784
H_PV | WDC15 | 0.21708 | 0.057578 | 0.034388 | 0.37653 | 0.26244 | 0.08471 | 0.1338 | 0.056467 | 0.058959 | 0.48602 | 0.020502 | 0.064284
H_PV | WDC16 | 0.20652 | 0.066804 | 0.099979 | 0.14912 | 0.050556 | 0.16329 | 0.66837 | 0.081818 | 0.067421 | 0.027122 | 0.20981 | 0.12776
H_PV | WDC17 | 0.029686 | 0.22235 | 0.13196 | 0.11256 | 0.25733 | 0.10611 | 0.11691 | 0.090781 | 0.09379 | 0.048029 | 0.040564 | 0.22638
H_PV | WDC18 | 0.062263 | 0.17236 | 0.11065 | 0.040444 | 0.17391 | 0.093057 | 0.46362 | 0.11488 | 0.050683 | 0.084137 | 0.31776 | 0.10973
H_PV | WDC19 | 0.091892 | 0.17049 | 0.32793 | 0.21491 | 0.1992 | 0.36076 | 0.072721 | 0.46236 | 0.16921 | 0.22216 | 0.028076 | 0.021289
H_PV | WDC20 | 0.21776 | 0.53886 | 0.28878 | 0.058185 | 0.11143 | 0.09134 | 0.17461 | 0.097974 | 0.41629 | 0.18478 | 0.015814 | 0.050388
H_PV | WDC21 | 0.062247 | 0.64724 | 0.14066 | 0.080815 | 0.15366 | 0.1129 | 0.085554 | 0.3063 | 0.094151 | 0.18666 | 0.017039 | 0.047482
H_PV | WDC22 | 0.44774 | 0.071051 | 0.11477 | 0.076425 | 0.052566 | 0.11407 | 0.21558 | 0.41257 | 0.80346 | 0.15908 | 0.01951 | 0.022438
H_PV | WDC23 | 0.068712 | 0.22949 | 0.1037 | 0.28187 | 0.21604 | 0.12573 | 0.32698 | 0.15891 | 0.39738 | 0.1764 | 0.024819 | 0.58354
H_PV | WDC24 | 0.84171 | 0.42309 | 0.10965 | 0.27749 | 0.31938 | 0.14332 | 0.46401 | 0.23547 | 0.088256 | 0.34597 | 0.02892 | 0.095637
H_PV | WDC25 | 0.043558 | 0.19711 | 0.062287 | 0.17917 | 0.26057 | 0.07632 | 0.12379 | 0.051544 | 0.30778 | 0.041711 | 0.072336 | 0.03872
H_PV | WDC26 | 0.081325 | 0.060619 | 0.052191 | 0.11467 | 0.12796 | 0.31156 | 0.11383 | 0.10991 | 0.081612 | 0.048041 | 0.029647 | 0.16622
H_PV | WDC27 | 0.031409 | 0.31149 | 0.046185 | 0.038381 | 0.31888 | 0.34554 | 0.29906 | 0.12028 | 0.26583 | 0.29815 | 0.050779 | 0.084884
H_PV | WDC28 | 0.078026 | 0.12461 | 0.18272 | 0.16046 | 0.41009 | 0.24666 | 0.11219 | 0.035764 | 0.048293 | 0.16929 | 0.21373 | 0.018106
H_PV | WDC29 | 0.066349 | 0.1363 | 0.087539 | 0.1004 | 0.062633 | 0.16537 | 0.10776 | 0.18089 | 0.077826 | 0.11716 | 0.10349 | 0.016634
H_PV | WDC30 | 0.076345 | 0.064112 | 0.82824 | 0.023561 | 0.032577 | 0.56963 | 0.21541 | 0.0557 | 0.044192 | 0.12097 | 0.28556 | 0.028968
H_PV | WDC31 | 0.078289 | 0.046607 | 0.17842 | 0.038012 | 0.10513 | 0.31494 | 0.053331 | 0.70921 | 0.18098 | 0.20493 | 0.11581 | 0.12427
H_PV | WDC32 | 0.11309 | 0.17779 | 0.053809 | 0.13608 | 0.097353 | 0.096547 | 0.14479 | 0.12706 | 0.13475 | 0.090916 | 0.05216 | 0.074495
H_PV | WDC33 | 0.075205 | 0.091876 | 0.35691 | 0.11092 | 0.13532 | 0.1112 | 0.0613 | 0.035551 | 0.37217 | 0.11819 | 0.16541 | 0.067301
H_PV | WDC34 | 0.37204 | 0.35068 | 0.30535 | 0.13301 | 0.13212 | 0.12758 | 0.082428 | 0.11313 | 0.093618 | 0.067652 | 0.18922 | 0.22992
H_PV | WDC35 | 0.039379 | 0.18757 | 0.17107 | 0.2468 | 0.29763 | 0.080861 | 0.12576 | 0.21812 | 0.17435 | 0.083108 | 0.034367 | 0.069187
H_PV | WDC36 | 0.20869 | 0.14573 | 0.11531 | 0.067436 | 0.15555 | 0.14343 | 0.080292 | 0.34389 | 0.12346 | 0.26974 | 0.0096032 | 0.065407
H_PV | WDC37 | 0.15759 | 0.23568 | 0.11232 | 0.18277 | 1 | 1 | 0.33546 | 0.07654 | 0.098192 | 0.078913 | 0.11429 | 0.10263
H_PV | WDC38 | 0.38117 | 0.067162 | 0.31806 | 0.16299 | 0.11721 | 0.30967 | 0.25452 | 0.16849 | 0.11981 | 0.054923 | 0.16126 | 0.15366
H_PV | WDC39 | 0.10911 | 0.043601 | 0.11038 | 0.54059 | 0.17086 | 0.45218 | 0.23433 | 0.062706 | 0.046666 | 0.21559 | 0.031519 | 0.021433
H_PV | WDC40 | 0.031244 | 0.098299 | 0.25864 | 0.076674 | 0.11002 | 0.14238 | 0.59142 | 0.024834 | 0.2619 | 1 | 0.06949 | 0.13436
H_PV | WDC41 | 0.28549 | 0.12602 | 0.055409 | 0.050339 | 0.11425 | 0.15049 | 0.11763 | 0.5762 | 1 | 0.11655 | 0.21748 | 0.027241
H_PV | WDC42 | 0.0087513 | 0.10204 | 0.05415 | 0.071148 | 0.23639 | 0.18374 | 0.16892 | 0.67189 | 0.091103 | 0.65101 | 0.068782 | 0.037778
H_PV | WDC43 | 0.020473 | 0.2278 | 0.20957 | 0.41563 | 0.35177 | 0.11724 | 0.52387 | 0.12256 | 0.16274 | 0.092854 | 0.12336 | 0.014458
H_PV | WDC44 | 0.23226 | 0.096932 | 0.45071 | 0.13766 | 0.047693 | 0.58375 | 1 | 0.052944 | 0.13348 | 0.064173 | 0.13029 | 0.04851
H_PV | WDC45 | 0.47621 | 0.037219 | 0.11924 | 0.042833 | 0.18884 | 0.1977 | 0.26056 | 0.046071 | 0.097573 | 0.15328 | 0.30021 | 0.19471
H_PV | WDC46 | 0.6155 | 0.087911 | 0.067185 | 0.081672 | 0.068052 | 0.33412 | 0.87836 | 0.14375 | 0.43475 | 1 | 1 | 0.028167
H_PV | WDC47 | 0.11086 | 0.050801 | 0.083117 | 0.11164 | 1 | 0.27173 | 0.22737 | 0.31496 | 0.046886 | 0.038103 | 0.02827 | 0.087657
H_PV | WDC48 | 0.03622 | 0.04015 | 0.09534 | 0.077094 | 0.44262 | 0.095894 | 0.24426 | 0.063065 | 0.13473 | 0.11374 | 0.15909 | 0.026055
H_PV | WDC49 | 0.16541 | 0.094202 | 0.51183 | 0.087711 | 0.074627 | 0.37683 | 0.50852 | 0.18653 | 0.29397 | 0.095552 | 0.17323 | 0.25882
H_PV | WDC50 | 0.086695 | 0.1712 | 0.082388 | 0.14906 | 0.45122 | 0.27166 | 0.68345 | 0.03805 | 0.09182 | 0.1307 | 0.41556 | 0.031627
H_PV | WDC51 | 1 | 0.17885 | 0.25379 | 0.11662 | 0.20317 | 0.081497 | 0.19311 | 0.060575 | 0.2887 | 0.21776 | 0.027602 | 0.13085
H_PV | WDC52 | 0.062279 | 0.51534 | 0.072744 | 0.14703 | 0.042418 | 0.24002 | 0.14674 | 0.049308 | 0.38502 | 0.17009 | 0.13864 | 0.18157
H_PV | WDC53 | 0.22466 | 0.24372 | 0.46571 | 0.029038 | 0.099437 | 0.29146 | 0.12986 | 0.08752 | 0.10017 | 0.080117 | 0.0433 | 0.036506
H_PV | WDC54 | 0.019059 | 0.62028 | 0.061304 | 0.072461 | 0.10651 | 1 | 0.52737 | 0.10298 | 0.072777 | 0.13859 | 0.11037 | 0.14586
H_PV | WDC55 | 0.04124 | 0.10593 | 0.09838 | 0.11125 | 0.10037 | 0.12595 | 0.58886 | 0.039183 | 0.49852 | 0.23071 | 0.026744 | 0
H_PV | WDC56 | 0.073582 | 0.20678 | 0.055041 | 0.23673 | 0.18922 | 0.14683 | 0.10296 | 0.03366 | 1 | 0.028262 | 0.099609 | 0.36028
H_PV | WDC57 | 0.096716 | 0.14365 | 0.36729 | 0.1556 | 0.12346 | 0.59719 | 1 | 0.04373 | 0.098713 | 0.0297 | 0.032153 | 0.037319
H_PV | WDC58 | 0.11981 | 0.034782 | 0.1476 | 0.048006 | 0.13055 | 0.58487 | 0.69774 | 0.27106 | 0.26412 | 0.42392 | 0.87008 | 0.025807
H_PV | WDC59 | 0.17982 | 0.17769 | 0.079629 | 0.064187 | 0.31244 | 0.31291 | 0.16338 | 0.21 | 0.099794 | 0.063381 | 0.012821 | 0.13785
H_PV | WDC60 | 0.060842 | 0.054231 | 0.058857 | 0.50914 | 0.087264 | 0.17679 | 0.22956 | 0.17074 | 0.046566 | 0.098008 | 0.43014 | 0.2574
H_PV | WDC61 | 0.44413 | 0.2824 | 0.13664 | 0.23141 | 0.38701 | 0.17857 | 0.32476 | 0.14964 | 0.33727 | 0.064252 | 0.062121 | 0.030814
H_PV | WDC62 | 1 | 0.075842 | 0.17647 | 0.19345 | 0.35108 | 0.096584 | 0.20407 | 0.39607 | 0.058064 | 0.89352 | 0.14806 | 0.031065
H_PV | WDC63 | 0.26248 | 0.19237 | 0.11375 | 0.60917 | 0.1494 | 0.21431 | 0.079353 | 0.072135 | 0.055443 | 0.083079 | 0.11137 | 0.16563
H_PV | WDC64 | 0.57904 | 1 | 0.32893 | 0.18009 | 0.074448 | 0.087547 | 0.057572 | 0.11476 | 0.42385 | 0.15896 | 0.066856 | 0.06749
H_PV | WDC65 | 0.30802 | 0.042814 | 0.25829 | 0.064633 | 0.27239 | 0.47369 | 0.42989 | 1 | 0.13623 | 1 | 0.25219 | 0.24512
H_PV | WDC66 | 0.15292 | 0.046487 | 0.2502 | 0.090435 | 0.66486 | 0.18446 | 0.12444 | 0.093722 | 0.5771 | 0.090152 | 0.059328 | 0.13673
H_PV | WDC67 | 0.90404 | 0.68828 | 0.18252 | 0.30584 | 0.049449 | 0.13452 | 0.14634 | 0.11759 | 0.050457 | 0.15663 | 0.036936 | 0.13141
H_PV | WDC68 | 0.0459 | 0.32763 | 0.084791 | 0.21892 | 0.20269 | 0.096584 | 0.18839 | 0.15179 | 0.081945 | 0.43665 | 0.02688 | 0.1434
H_PV | WDC69 | 0.12893 | 0.10293 | 0.091716 | 0.1609 | 0.060585 | 0.10431 | 0.22316 | 1 | 0.33758 | 0.20816 | 0.053319 | 0.063759
H_PV | WDC70 | 0.092166 | 0.23479 | 0.21732 | 0.032505 | 0.21358 | 0.098345 | 0.17104 | 0.15922 | 0.084596 | 0.045685 | 0.53758 | 0.14997
H_PV | WDC71 | 0.0509 | 0.54627 | 0.54335 | 0.14988 | 0.080564 | 0.46988 | 0.089876 | 0.20407 | 0.20818 | 0.070729 | 0.23489 | 0.24061
H_PV | WDC72 | 0.24233 | 0.35092 | 0.11513 | 0.088251 | 0.2233 | 0.21476 | 1 | 0.22317 | 1 | 0.20705 | 0.16577 | 0.058887
H_PV | WDC73 | 0.07935 | 0.11619 | 0.23253 | 0.032477 | 0.18913 | 0.83981 | 0.47078 | 0.17425 | 0.17188 | 0.47335 | 0.051307 | 0.038827
H_PV | WDC74 | 0.15956 | 0.053472 | 0.1291 | 0.16278 | 0.039883 | 0.15882 | 0.12492 | 0.089262 | 0.3088 | 0.13107 | 0.21703 | 0.15702
H_PV | WDC75 | 0.31619 | 0.23265 | 0.12321 | 0.11503 | 0.12879 | 0.71719 | 0.09299 | 0.15469 | 0.21944 | 0.1459 | 0.30618 | 0.0218
H_PV | WDC76 | 0.1089 | 0.31971 | 0.054547 | 0.18497 | 0.079147 | 0.077461 | 0.19764 | 0.25956 | 0.073983 | 0.3196 | 0.24822 | 0.25143
H_PV | WDC77 | 0.72513 | 0.086313 | 0.32019 | 0.06902 | 0.38436 | 0.37045 | 0.16528 | 0.076305 | 0.20938 | 0.33079 | 0.04372 | 0.08992
H_PV | WDC78 | 0.57246 | 0.12366 | 0.059847 | 0.15427 | 0.095289 | 0.11151 | 0.68098 | 0.028899 | 0.17376 | 0.23894 | 0.096585 | 0.26059
H_PV | WDC79 | 0.366 | 0.26565 | 0.12447 | 0.1932 | 0.25301 | 0.11201 | 0.40411 | 0.50626 | 0.18081 | 0.11026 | 0.043014 | 0.056259
H_PV | WDC80 | 0.60657 | 0.12807 | 0.07924 | 0.070031 | 0.066794 | 0.27742 | 1 | 0.25577 | 0.088852 | 0.37756 | 0.049139 | 0.034217
H_PV | WDC81 | 0.097343 | 0.091414 | 0.37284 | 0.052865 | 0.69825 | 0.28226 | 0.17904 | 0.12447 | 0.060827 | 0.29247 | 0.7644 | 0.04062
H_PV | WDC82 | 0.090625 | 0.15704 | 0.15763 | 0.049367 | 0.20719 | 0.68595 | 0.063241 | 0.10667 | 0.082834 | 0.1402 | 0.0698 | 0.058426
H_PV | WDC83 | 0.042706 | 0.47324 | 0.39421 | 0.11426 | 0.12179 | 0.99329 | 0.30451 | 0.067122 | 0.12417 | 0.15524 | 0.055569 | 0.024161
H_PV | WDC84 | 0.023873 | 0.062428 | 0.14392 | 0.13444 | 0.1332 | 0.33914 | 0.93334 | 0.81005 | 0.090126 | 0.086988 | 0.052812 | 0.33323
H_PV | WDC85 | 0.26579 | 0.11522 | 0.3863 | 0.1786 | 0.078711 | 0.30993 | 0.11382 | 0.090358 | 0.39221 | 0.050282 | 0.078272 | 0.25044
H_PV | WDC86 | 0.038039 | 0.20044 | 0.5613 | 0.068716 | 0.083607 | 0.11754 | 0.65827 | 0.40126 | 0.45919 | 0.13638 | 0.017851 | 0.17405
H_PV | WDC87 | 0.035184 | 0.079108 | 0.1075 | 0.090669 | 0.24502 | 0 | 0.41606 | 0.059638 | 0.1568 | 0.078708 | 0.036868 | 0.46054
H_PV | WDC88 | 0.057324 | 0.17143 | 0.55937 | 0.20853 | 0.066659 | 0.17302 | 0.2982 | 0.14901 | 0.11576 | 0.43619 | 0.12204 | 0.031368
H_PV | WDC89 | 0.048663 | 0.14208 | 0.17635 | 0.10737 | 0.63903 | 0.10663 | 0.26339 | 0.054386 | 0.30453 | 0.20413 | 0.071826 | 0.024108
H_PV | WDC90 | 0.080755 | 0.088994 | 0.13491 | 0.2296 | 0.079939 | 0.38779 | 0.24178 | 0.27824 | 0.38869 | 0.13754 | 1 | 0.15318
H_PV | WDC91 | 0.59522 | 0.1282 | 0.15815 | 0.10747 | 0.10563 | 0.072973 | 0.06336 | 0.42888 | 0.19017 | 1 | 0.10116 | 0.48109
H_PV | WDC92 | 1 | 0.086531 | 0.21428 | 0.22798 | 0.15894 | 0.20673 | 0.14384 | 0.50027 | 0.13562 | 0.11725 | 0.06597 | 0.029305
H_PV | WDC93 | 0.21011 | 0.083137 | 0.10197 | 0.16304 | 0.16883 | 0.31202 | 0.13725 | 0.28761 | 0.37743 | 0.15836 | 0.063918 | 0.097096
H_PV | WDC94 | 0.20548 | 0.11918 | 0.076314 | 0.20177 | 0.11839 | 0.24255 | 0.56844 | 0.31241 | 0.24844 | 0.18285 | 0.22121 | 0.097093
H_PV | WDC95 | 0.65692 | 0.24505 | 0.12385 | 0.18763 | 0.057904 | 0.20664 | 0.12647 | 0.067901 | 0.14593 | 0.055749 | 0.021494 | 0.056736
H_PV | WDC96 | 0.47811 | 0.45482 | 0.1053 | 0.42197 | 0.10091 | 0.9829 | 0.17101 | 0.056854 | 0.13758 | 0.058154 | 0.022366 | 0.078814
H_PV | WDC97 | 0.1761 | 0.26755 | 0.086776 | 0.14702 | 0.28931 | 0.097929 | 0.35001 | 0.049168 | 1 | 0.014998 | 0.040137 | 0.10638
H_PV | WDC98 | 0.048694 | 0.28538 | 0.3955 | 0.085849 | 0.15773 | 0.30245 | 0.1429 | 0.059431 | 0.1647 | 0.15121 | 0.087745 | 0.026286
H_PV | WDC99 | 1 | 0.36467 | 0.09295 | 0.035035 | 0.31728 | 0.11883 | 0.15952 | 0.16542 | 0.28749 | 0.075575 | 0.0362 | 0.25074
H_PV | WDC100 | 0.011991 | 0.42722 | 0.40538 | 0.042347 | 0.056259 | 0.25593 | 0.12108 | 0.55637 | 0.17247 | 0.032862 | 1 | 0.051916
H_PV | WDC101 | 0.13709 | 0.057947 | 0.16997 | 0.091765 | 0.11258 | 0.37498 | 0.30647 | 0.041349 | 0.097381 | 0.16384 | 0.02374 | 0.16899
H_PV | WDC102 | 0.26676 | 0.11422 | 0.11928 | 0.02866 | 0.043372 | 0.24977 | 0.34384 | 0.073997 | 0.14077 | 0.14841 | 0.55323 | 0.06563
H_PV | WDC103 | 0 | 0.31404 | 0.16145 | 0.078551 | 0.05635 | 0.16859 | 1 | 0.047939 | 0.15596 | 0.097965 | 0.027058 | 0.043126
H_PV | WDC104 | 0.36471 | 0.15822 | 0.14152 | 0.039804 | 0.10776 | 0.099708 | 0.10181 | 0.91223 | 0.14656 | 0.34055 | 0.56166 | 0.11547
H_PV | WDC105 | 0.022485 | 0.12938 | 0.20417 | 0.066207 | 0.17621 | 0.53135 | 0.092155 | 0.090391 | 0.10592 | 0.20227 | 0.6737 | 0.091324
H_PV | WDC106 | 0.1678 | 0.27301 | 0.10122 | 0.1046 | 0.14747 | 0.39325 | 0.15831 | 0.067864 | 0.085855 | 0.39977 | 0.20981 | 0.041816
H_PV | WDC107 | 0.20044 | 0.2698 | 0.08831 | 0.19562 | 0.069159 | 0.15327 | 0.16834 | 0.14862 | 0.051301 | 0.16641 | 0.035669 | 0.063961
H_PV | WDC108 | 0.14878 | 0.064881 | 0.10229 | 0.11135 | 0.11448 | 0.15333 | 0.095769 | 0.64953 | 0.059891 | 0.81759 | 0.097912 | 0.12
H_PV | WDC109 | 0.06732 | 0.14343 | 0.77057 | 0.064221 | 0.24515 | 0.15754 | 0.080734 | 0.082163 | 0.2708 | 0.99983 | 0.060456 | 0.14863
H_PV | WDC110 | 0.037468 | 0.094352 | 0.069887 | 0.32599 | 0.067957 | 0.62107 | 1 | 0.24224 | 0.16667 | 0.057583 | 0.039724 | 0.070489
H_PV | WDC111 | 0.07328 | 0.95279 | 0.5505 | 0.025499 | 0.22747 | 0.26007 | 0.19282 | 0.22974 | 0.066197 | 0.051356 | 0.1672 | 0.13103
H_PV | WDC112 | 0.11489 | 0.22719 | 0.20906 | 1 | 0.058365 | 0.096742 | 0.18415 | 0.33563 | 0.14349 | 0.31154 | 0.12273 | 0.046697
H_PV | WDC113 | 0.38165 | 0.16868 | 0.1213 | 0.31967 | 0.15299 | 0.07437 | 1 | 0.12564 | 0.22438 | 0.047263 | 0.14618 | 0.054104
H_PV | WDC114 | 0.1249 | 0.15483 | 0.062991 | 0.44686 | 0.11557 | 0.088236 | 0.28175 | 0.051712 | 0.087614 | 0.29182 | 0.26935 | 0.1608
H_PV | WDC115 | 0.56112 | 0.085129 | 0.62013 | 0.078822 | 0.22844 | 0.2222 | 0.096923 | 0.11245 | 0.38487 | 0.21109 | 0.18293 | 0.061877
H_PV | WDC116 | 0.18744 | 0.38196 | 0.14289 | 0.053609 | 0.056538 | 0.35772 | 0.15883 | 0.043116 | 0.10792 | 0.075242 | 0.23779 | 0.35205
H_PV | WDC117 | 1 | 0.085067 | 0.088643 | 0.2645 | 0.20024 | 0.30023 | 0.17233 | 0.39766 | 0.41892 | 0.21379 | 0.037147 | 0.037635
H_PV | WDC118 | 0.12649 | 0.15917 | 0.18078 | 0.032552 | 0.057298 | 0.36848 | 1 | 0.073612 | 0.081335 | 0.30566 | 0.24549 | 0.07398
H_PV | WDC119 | 0.080301 | 0.37086 | 0.18638 | 0.23204 | 0.068207 | 0.15355 | 0.2817 | 0.27438 | 0.065321 | 0.17024 | 0.14528 | 0.11992
H_PV | WDC120 | 0.088333 | 0.38139 | 0.099691 | 0.33687 | 0.213 | 0.10083 | 0.22398 | 0.084652 | 0.087822 | 0.14648 | 0.089942 | 0.018245
H_PV | WEC1 | 0.047043 | 0.072169 | 0.090956 | 0.04834 | 0.10435 | 0.40714 | 0.54548 | 0.055514 | 0.079052 | 0.12832 | 0.061992 | 0.067533
H_PV | WEC2 | 0.15997 | 0.077357 | 0.075139 | 0.033596 | 0.44094 | 0.16016 | 0.23787 | 0.42436 | 0.13593 | 0.12118 | 0.049419 | 0.08104
H_PV | WEC3 | 0.029879 | 0.36178 | 0.082104 | 0.021785 | 0.1507 | 0.72566 | 0.18766 | 0.12694 | 0.2342 | 0.04265 | 0.13974 | 0.058048
H_PV | WEC4 | 0.013088 | 0.38114 | 0.19341 | 0.11879 | 0.091924 | 0.14313 | 0.25216 | 0.055279 | 0.74757 | 0.081887 | 0.15398 | 0.023267
H_PV | WEC5 | 0.04773 | 0.13318 | 0.095872 | 0.15258 | 0.055361 | 0.24305 | 0.2133 | 0.24879 | 0.083999 | 0.033935 | 0.096012 | 0.19966
H_PV | WEC6 | 0.14416 | 0.080174 | 0.16878 | 0.76539 | 0.18176 | 0.28347 | 0.16851 | 0.37439 | 0.081535 | 0.040787 | 0.052366 | 0.04783
H_PV | WEC7 | 0.063851 | 0.091384 | 0.087575 | 0.56506 | 0.10054 | 0.21998 | 0.21316 | 0.25006 | 0.089423 | 0.11155 | 0.66994 | 0.050528
H_PV | WEC8 | 0.049806 | 0.61349 | 0.10022 | 0.1067 | 0.076379 | 0.090685 | 1 | 0.33862 | 0.15095 | 0.22578 | 0.022849 | 0.10765
H_PV | WEC9 | 0.21223 | 0.0923 | 0.039841 | 0.19607 | 0.096759 | 0.12327 | 0.071907 | 0.034378 | 0.065632 | 0.12562 | 0.038399 | 0.11465
H_PV | WEC10 | 0.015828 | 0.053758 | 0.41717 | 0.28048 | 0.13206 | 0.20579 | 0.17557 | 0.25927 | 0.063786 | 0.047254 | 0.019796 | 0.013426
H_PV | WEC11 | 0.46863 | 0.81927 | 0.45353 | 0.035861 | 0.055877 | 0.26921 | 0.24667 | 0.18569 | 0.084586 | 0.072102 | 0.093712 | 0.017725
H_PV | WEC12 | 0.0191 | 0.26474 | 0.51843 | 0.37655 | 0.16166 | 0.18624 | 0.24016 | 0.058762 | 0.15212 | 0.75644 | 0.025672 | 0.20941
H_PV | WEC13 | 0.025138 | 0.5181 | 0.15052 | 0.1533 | 0.5222 | 0.42034 | 0.074846 | 0.11996 | 0.31262 | 1 | 0.16358 | 0.080089
H_PV | WEC14 | 0.047168 | 0.11909 | 0.19623 | 0.55384 | 0.39 | 0.87127 | 0.097292 | 0.22222 | 0.1963 | 0.10801 | 0.053312 | 1
H_PV | WEC15 | 0.11525 | 0.12796 | 0.10291 | 0.035238 | 0.050841 | 0.080202 | 0.25748 | 0.28804 | 0.12857 | 0.18609 | 0.14219 | 0.31237
H_PV | WEC16 | 0.64729 | 0.14998 | 0.13248 | 0.075435 | 0.14544 | 0.18021 | 0.73317 | 0.18789 | 0.24192 | 0.053713 | 0.14755 | 0.20367
H_PV | WEC17 | 0.054782 | 0.18047 | 0.12128 | 0.90047 | 0.12447 | 0.83898 | 0.21026 | 0.091995 | 0.29037 | 0.054315 | 0.42295 | 0.035878
H_PV | WEC18 | 0.28813 | 0.066835 | 0.12813 | 0.48519 | 0.48987 | 0.063123 | 0.26461 | 0.11192 | 0.11407 | 0.77155 | 0.16036 | 0.20713
H_PV | WEC19 | 0.061166 | 0.20494 | 0.10956 | 0.094386 | 0.07017 | 0.38711 | 0.52252 | 0.16257 | 0.10052 | 0.20619 | 0.23275 | 0.040388
H_PV | WEC20 | 0.041569 | 0.062752 | 0.15347 | 0.14166 | 0.23571 | 0.11464 | 0.63053 | 0.060319 | 0.24806 | 0.36016 | 0.031522 | 0.17819
H_PV | WEC21 | 0.11854 | 1 | 0.1137 | 0.10818 | 0.088841 | 1 | 0.14076 | 0.26066 | 1 | 1 | 0.029806 | 0.10412
H_PV | WEC22 | 0.029291 | 0.25198 | 0.056383 | 0.56339 | 0.55072 | 0.31424 | 0.14893 | 0.11246 | 0.40773 | 0.052903 | 0.11609 | 0.025722
H_PV | WEC23 | 0.052975 | 0.20566 | 0.10741 | 0.48908 | 0.1234 | 0.083 | 0.069114 | 0.1314 | 0.19736 | 0.12573 | 0.19162 | 0.12557
H_PV | WEC24 | 0.37756 | 0.12768 | 0.65554 | 0.086365 | 0.058122 | 0.23964 | 0.091242 | 0.11479 | 0.2367 | 0.11173 | 0.068688 | 0.035333
H_PV | WEC25 | 0.14448 | 0.47705 | 0.6097 | 0.11978 | 0.05504 | 0.11503 | 0.3173 | 0.60537 | 0.061676 | 0.15624 | 0.23652 | 0.065094
H_PV | WEC26 | 0.10827 | 0.56386 | 0.26663 | 0.16152 | 0.4711 | 0.31989 | 0.15894 | 0.47594 | 0.16751 | 0.46132 | 0.074417 | 0.037945
H_PV | WEC27 | 0.033145 | 0.19097 | 0.1419 | 0.084107 | 0.17254 | 0.36131 | 0.1988 | 0.056715 | 0.095278 | 0.035146 | 0.16234 | 0.050891
H_PV | WEC28 | 0.53066 | 0.18164 | 0.078086 | 0.035615 | 0.056118 | 0.12638 | 0.44621 | 0.77338 | 0.15519 | 0.28318 | 0.072498 | 0.10786
H_PV | WEC29 | 0.13116 | 0.16258 | 0.069496 | 0.31336 | 0.061153 | 0.19552 | 0.21743 | 0.07235 | 0.13168 | 0.86535 | 0.19814 | 0.042153
H_PV | WEC30 | 0.51066 | 1 | 0.19773 | 0.57833 | 0.28425 | 0.082971 | 0.20025 | 0.64697 | 0.17387 | 0.08166 | 0.40592 | 0.18374
H_PV | WEC31 | 0.15009 | 0.22078 | 0.2664 | 1 | 0.21919 | 0.15076 | 0.45815 | 0.040593 | 0.26013 | 0.020657 | 0.038561 | 0.37113
H_PV | WEC32 | 0.054234 | 0 | 0.48923 | 0.061746 | 0.10187 | 0.18504 | 0.12307 | 0.06786 | 0.061252 | 0.57593 | 0.022823 | 0.032271
H_PV | WEC33 | 0.14582 | 0.051201 | 0.10604 | 0.08802 | 0.097276 | 0.19584 | 0.19218 | 0.082313 | 0.29487 | 0.1976 | 0.039707 | 0.076821
H_PV | WEC34 | 0.13983 | 0.12227 | 0.094527 | 0.10964 | 0.22411 | 0.24923 | 0.3557 | 0.080136 | 0.15099 | 0.28973 | 0.014295 | 0.15945
H_PV | WEC35 | 0.061266 | 0.36685 | 0.055268 | 0.20558 | 0.1098 | 0.49539 | 0.32509 | 0.075076 | 0.56143 | 0.42285 | 0.38002 | 0.021787
H_PV | WEC36 | 0.257 | 0.097733 | 0.081033 | 0.045308 | 0.4093 | 0.16058 | 0.3993 | 0.11856 | 0.070129 | 0.21487 | 0.53422 | 0.093683
H_PV | WEC37 | 0.14025 | 0.078513 | 0.16959 | 0.031861 | 0.47753 | 0.22481 | 0.53896 | 0.94937 | 0.040624 | 1 | 0.024713 | 0.11243
H_PV | WEC38 | 0.044216 | 0.085543 | 0.15978 | 0.094417 | 0.23234 | 0.17892 | 0.10549 | 0.35367 | 0.1529 | 0.09667 | 0.057202 | 0.028493
H_PV | WEC39 | 0.21902 | 0.26828 | 0.055389 | 0.10589 | 0.40668 | 0.1296 | 0.15948 | 0.35672 | 0.2585 | 0.068162 | 0.028531 | 0.14644
H_PV | WEC40 | 1 | 0.19914 | 0.77451 | 0.18975 | 0.097913 | 0.22039 | 0.12875 | 0.13404 | 0.047832 | 0.24036 | 0.058082 | 0.50417
H_PV | WEC41 | 0.8326 | 0.072348 | 0.10373 | 0.48262 | 0.39257 | 0.098049 | 0.15965 | 0.062704 | 0.22246 | 1 | 0.089026 | 0.13432
H_PV | WEC42 | 0.17128 | 0.29727 | 0.2774 | 0.087578 | 0.11843 | 0.10104 | 0.050501 | 0.074496 | 0.066309 | 0.68576 | 0.22322 | 0.18654
H_PV | WEC43 | 0.070671 | 0.36623 | 0.72482 | 0.092051 | 0.16932 | 0.15603 | 0.35485 | 0.11932 | 0.059985 | 0.90445 | 0.20468 | 0.043593
H_PV | WEC44 | 0.062597 | 0.20474 | 0.30557 | 0.22779 | 0.059754 | 0.40746 | 0.098163 | 0.31209 | 0.2186 | 0.18279 | 0.04428 | 0.023061
H_PV | WEC45 | 0.14542 | 0.13074 | 0.077481 | 0.034161 | 0.082909 | 0.51022 | 0.065261 | 0.17878 | 0.096602 | 0.20349 | 0.04227 | 0.022219
H_PV | WEC46 | 0.13812 | 0.19685 | 0.22014 | 0.73648 | 0.13032 | 0.24209 | 0.090794 | 0.042679 | 0.067905 | 0.041498 | 0.021027 | 0.043241
H_PV | WEC47 | 1 | 0.54941 | 0.11768 | 0.061313 | 0.25567 | 0.13383 | 0.54378 | 0.15525 | 0.11774 | 0.034885 | 0.044197 | 0.10076
H_PV | WEC48 | 0.032368 | 0.07485 | 0.20697 | 0.3815 | 0.30265 | 0.14017 | 0.37549 | 0.10597 | 0.18443 | 0.12208 | 0.25918 | 0.14794
H_PV | WDD1 | 0.46378 | 0.20161 | 0.59448 | 0.037269 | 0.039766 | 0.21832 | 0.29254 | 0.12535 | 0.08374 | 0.031727 | 0.027031 | 0.067828
H_PV | WDD2 | 0.17868 | 0.15183 | 0.47465 | 0.23892 | 0.14027 | 0.12656 | 0.13888 | 0.043203 | 0.077902 | 0.079457 | 0.036274 | 0.1371
H_PV | WDD3 | 0.14737 | 0.15195 | 0.21901 | 0.059829 | 0.0984 | 0.23006 | 0.18121 | 0.026569 | 0.14567 | 0.10079 | 0.14692 | 0.21012
H_PV | WDD4 | 0.036598 | 0.065394 | 0.13156 | 0.34824 | 0.072434 | 0.33383 | 0.12475 | 0.28245 | 0.1664 | 0.50289 | 0.078968 | 0.16647
H_PV | WDD5 | 0.36449 | 0.21159 | 0.057053 | 0.069978 | 0.040093 | 0.080394 | 0.16561 | 0.18399 | 0.42574 | 0.41315 | 0.036658 | 0.062983
H_PV | WDD6 | 0.12433 | 0.03115 | 0.042615 | 0.095923 | 0.30077 | 0.13602 | 0.44869 | 0.15784 | 0.12892 | 0.15462 | 0.096853 | 0.041536
H_PV | WDD7 | 0.20612 | 0.032923 | 0.1291 | 0.11754 | 0.19277 | 0.29116 | 0.52865 | 0.1582 | 0.052768 | 0.036632 | 0.13514 | 0.34211
H_PV | WDD8 | 0.071796 | 0.1397 | 0.11838 | 0.10649 | 0.05014 | 0.19259 | 0.12718 | 0.23563 | 0.12296 | 0.080264 | 0.15809 | 0.22888
H_PV | WDD9 | 0.025953 | 0.061087 | 0.19437 | 0.038887 | 0.095786 | 0.11088 | 0.45703 | 0.027785 | 0.85911 | 0.099102 | 0.61651 | 0.083672
H_PV | WDD10 | 0.2217 | 0.113 | 0.74327 | 0.064864 | 0.38864 | 0.23724 | 0.14511 | 0.10405 | 0.46767 | 0.027779 | 0.077418 | 0.27362
H_PV | WDD11 | 0.10708 | 0.10521 | 0.089349 | 0.11102 | 0.62563 | 0.26535 | 0.53729 | 0.077324 | 0.045302 | 0.010805 | 0.20053 | 0.030623
H_PV | WDD12 | 0.095419 | 0.19544 | 0.11491 | 0.036258 | 0.39076 | 0.10182 | 0.7253 | 0.042477 | 0.25099 | 0.015249 | 0.071827 | 0.32547
H_PV | WDD13 | 0.32161 | 0.15017 | 0.50726 | 0.27202 | 0.15292 | 0.085525 | 1 | 0.090965 | 0.31174 | 1 | 0.05342 | 0.081375
H_PV | WDD14 | 0.1856 | 0.14916 | 0.17211 | 0.25558 | 0.1304 | 0.83202 | 0.13236 | 0.091688 | 0.14662 | 0.27558 | 0.45147 | 0.076331
H_PV | WDD15 | 0.064738 | 0.096837 | 0.05089 | 0.20015 | 0.041676 | 0.48432 | 0.17142 | 0.089232 | 0.58494 | 0.084838 | 0.03549 | 0.075132
H_PV | WDD16 | 0.52695 | 0.31185 | 0.070183 | 1 | 0.41999 | 0.07873 | 0.87337 | 0.18881 | 0.3443 | 0.18992 | 0.06159 | 0.51042
H_PV | WDD17 | 0.021308 | 0.11682 | 0.085388 | 0.13703 | 0.072991 | 0.63815 | 0.059678 | 0.040162 | 0.16461 | 0.041323 | 0.059093 | 0.044166
H_PV | WDD18 | 0.093637 | 0.1585 | 0.17044 | 0.075293 | 0.074847 | 0.092728 | 0.11593 | 0.060218 | 0.089998 | 0.053895 | 0.13539 | 0.077705
H_PV | WDD19 | 0.20913 | 0.21077 | 0.081967 | 0.41585 | 0.21478 | 0.24121 | 0.087042 | 0.063739 | 0.049349 | 0.13755 | 0.078235 | 0.13847
H_PV | WDD20 | 0.28793 | 0.43486 | 0.14413 | 0.1038 | 0.050453 | 0.91486 | 0.069614 | 0.38148 | 0.4499 | 0.055643 | 0.24245 | 0.14296
H_PV | WDD21 | 0.19461 | 0.33798 | 0.052808 | 0.19933 | 0.15132 | 0.10146 | 0.21497 | 0.29354 | 0.14124 | 0.44835 | 0.19944 | 0.079408
H_PV | WDD22 | 0.23112 | 0.06993 | 0.030958 | 0.06531 | 0.043115 | 0.24336 | 0.47465 | 0.083253 | 1 | 0.02747 | 0.12915 | 0.053166
H_PV | WDD23 | 0.3381 | 0.27314 | 0.073319 | 0.070541 | 0.10882 | 0.18613 | 0.42398 | 0.12818 | 0.11256 | 0.028798 | 0.032367 | 0.27647
H_PV | WDD24 | 0.59843 | 0.27153 | 0.26217 | 0.07848 | 0.069269 | 0.13972 | 0.10933 | 0.33744 | 0.27052 | 1 | 0.090367 | 0.015047
H_PV | WDD25 | 0.12086 | 0.073048 | 0.083685 | 1 | 0.19068 | 0.16772 | 0.081711 | 0.22785 | 0.1194 | 0.13552 | 0.22885 | 0.45058
H_PV | WDD26 | 0.27305 | 0.34693 | 0.043796 | 0.080501 | 0.042502 | 0.16349 | 0.075899 | 0.16777 | 0.089119 | 0.058851 | 0.039109 | 0.040977
H_PV | WDD27 | 0.035918 | 0.19413 | 0.12964 | 0.035775 | 0.13412 | 0.082522 | 0.26865 | 0.56167 | 0.24109 | 1 | 0.43084 | 0.091656
H_PV | WDD28 | 0.44368 | 0.053029 | 0.89446 | 0.13808 | 0.040253 | 0.16857 | 0.24858 | 0.065697 | 0.074268 | 0.44069 | 0.12994 | 0.016857
H_PV | WDD29 | 0.10756 | 0.042238 | 0.062955 | 0.25961 | 0.10793 | 0.32772 | 0.089834 | 0.30056 | 0.063316 | 0.20379 | 0.026485 | 0.051963
H_PV | WDD30 | 0.053087 | 0.1815 | 0.12267 | 0.11107 | 0.056132 | 0.081944 | 0.47926 | 0.35942 | 0.084344 | 0.074582 | 0.459 | 0.34323
H_PV | WDD31 | 0.13361 | 1 | 0.092046 | 0 | 0.099458 | 0.18425 | 0.21498 | 0.16456 | 0.13975 | 0.46996 | 0.074947 | 0.061498
H_PV | WDD32 | 0.43496 | 0.18808 | 0.08415 | 0.094873 | 0.15711 | 0.1733 | 0.078115 | 0.32267 | 0.053658 | 0.042865 | 0.55986 | 0.20955
H_PV | WDD33 | 0.048454 | 0.24684 | 0.43495 | 0.23806 | 0.069587 | 0.40843 | 0.51947 | 0.61589 | 0.20601 | 0.11455 | 0.15677 | 0.022969
H_PV | WDD34 | 0.11354 | 0.079547 | 0.21322 | 0.077426 | 0.18076 | 0.33306 | 0.20296 | 0.11623 | 0.27264 | 0.069415 | 0.92055 | 0.016968
H_PV | WDD35 | 0.050884 | 0.041706 | 0.12552 | 0.052252 | 0.083156 | 0.22172 | 0.098715 | 0.081643 | 0.16144 | 0.1373 | 0.044939 | 0.045577
H_PV | WDD36 | 0.15003 | 0.041747 | 0.35909 | 0.23649 | 0.31726 | 0.20914 | 0.37167 | 0.2438 | 0.1139 | 0.089415 | 0.12092 | 0.095802
H_PV | WDD37 | 0.09303 | 0.052126 | 0.096543 | 0.15285 | 0.077743 | 0.3913 | 0.13533 | 0.11229 | 0.5865 | 0.09754 | 0.71284 | 0.091122
H_PV | WDD38 | 0.1326 | 0.17646 | 0.061198 | 0.15723 | 0.07088 | 0.12774 | 0.048844 | 0.074774 | 0.32209 | 0.33116 | 0.19214 | 0.065077
H_PV | WDD39 | 0.2303 | 0.053281 | 0.11886 | 1 | 0.46093 | 0.10692 | 0.22074 | 0.15561 | 0.032185 | 0.062855 | 0.11496 | 0.15306
H_PV | WDD40 | 0.09763 | 0.27096 | 0.091888 | 0.070134 | 0.092964 | 0.18291 | 0.092666 | 0.089351 | 0.29762 | 0.04403 | 0.23409 | 0.082906
H_PV | WDD41 | 0.12815 | 0.16253 | 0.11884 | 0.079839 | 0.3628 | 0.4519 | 0.16918 | 0.41451 | 0.13517 | 0.029043 | 0.14131 | 0.16433
H_PV | WDD42 | 0.25744 | 0.12595 | 0.24242 | 0.040644 | 0.13874 | 0.35922 | 0.20107 | 0.15472 | 0.15643 | 0.22449 | 0.024202 | 0.017887
H_PV | WDD43 | 0.038478 | 0.054019 | 0.13858 | 0.49159 | 0.087206 | 0.12308 | 0.69714 | 0.13186 | 0.09287 | 0.16627 | 0.038483 | 0.24509
H_PV | WDD44 | 0.061887 | 0.082043 | 0.22878 | 0.18081 | 0.072228 | 0.30309 | 0.14909 | 0.86774 | 0.13202 | 0.087327 | 0.15793 | 0.05728
H_PV | WDD45 | 0.73645 | 0.091578 | 0.17201 | 0.17442 | 0.1938 | 0.5268 | 0.14777 | 0.071142 | 0.30054 | 0.29033 | 0.021559 | 0.12009
H_PV | WDD46 | 0.056658 | 0.3983 | 0.087587 | 0.040452 | 0.11925 | 0.059403 | 0.37927 | 0.12276 | 0.23898 | 0.10694 | 0.051724 | 0.4401
H_PV | WDD47 | 0.11275 | 0.19823 | 0.084515 | 0.069997 | 0.12229 | 0.24346 | 0.11431 | 0.90774 | 0.061248 | 0.62472 | 0.052669 | 0.10114
H_PV | WDD48 | 0.24854 | 0.054678 | 0.1026 | 0.1071 | 0.079736 | 0.45087 | 0.16711 | 0.30763 | 0.14001 | 0.093195 | 0.068451 | 0.040839
H_PV | WDD49 | 0.045815 | 0.044942 | 0.066395 | 0.095099 | 0.051612 | 0.12775 | 0.1207 | 0.070138 | 0.1974 | 0.061553 | 0.27729 | 0.12811
H_PV | WDD50 | 0.12081 | 0.090394 | 0.049021 | 0.02978 | 0.073054 | 0.21567 | 0.64161 | 0.055502 | 0.43326 | 0.068755 | 0.062461 | 0.023193
H_PV | WDD51 | 0.26517 | 0.076132 | 0.15945 | 1 | 0.20991 | 0.16165 | 0.099425 | 0.14608 | 0.31757 | 0.088362 | 0.074116 | 0.067379
H_PV | WDD52 | 0.11959 | 0.22859 | 0.056656 | 0.097045 | 0.13045 | 0.42546 | 0.16001 | 0.17076 | 0.28358 | 0.94054 | 0.024718 | 0.02964
H_PV | WDD53 | 0.15636 | 1 | 0.028279 | 0.086262 | 0.11188 | 0.12737 | 0.085824 | 0.19521 | 0.32374 | 0.059517 | 0.11881 | 0.11939
H_PV | WDD54 | 0.024861 | 0.15698 | 0.13304 | 0.052298 | 0.13367 | 0.089921 | 0.17643 | 0.076199 | 0.14659 | 0.14908 | 0.12269 | 0.055687
H_PV | WDD55 | 0.021009 | 0.05031 | 0.17786 | 0.11052 | 0.34038 | 0.076831 | 0.51748 | 0.1997 | 0.20993 | 0.13942 | 0.16441 | 0.13174
H_PV | WDD56 | 0.018469 | 0.062955 | 0.1073 | 0.16885 | 0.046136 | 1 | 0.098801 | 0.046717 | 0.063762 | 1 | 0.090642 | 0.022345
H_PV | WDD57 | 0.17342 | 0.26663 | 0.55993 | 0.050519 | 0.10468 | 0.17599 | 0.24876 | 0.073001 | 1 | 0.048182 | 0.52313 | 0.056213
H_PV | WDD58 | 1 | 0.050864 | 0.089367 | 0.51882 | 0.16438 | 0.16312 | 0.14961 | 0.3842 | 0.064346 | 0.054514 | 0.07406 | 0.054719
H_PV | WDD59 | 0.017279 | 0.17479 | 0.45287 | 0.10028 | 0.26911 | 0.10762 | 0.15753 | 0.11033 | 0.30155 | 0.59156 | 0.17771 | 0.077515
H_PV | WDD60 | 0.031908 | 0.22003 | 0.23996 | 0.1793 | 0.10599 | 0.45453 | 0.11494 | 0.3666 | 0.10796 | 0.046619 | 0.43744 | 0.052702
H_PV | WDD61 | 0.13639 | 0.10444 | 0.21406 | 0.24925 | 0.11106 | 0.075675 | 0.14615 | 0.2706 | 1 | 0.064836 | 0.066667 | 0.096817
H_PV | WDD62 | 0.062031 | 0.12363 | 0.055312 | 0.14517 | 0.060169 | 0.31356 | 0.19459 | 0.11501 | 0.27961 | 0.020212 | 0.048527 | 0.11115
H_PV | WDD63 | 0.081531 | 0.084441 | 0.063506 | 0.3322 | 0.072715 | 0.11913 | 0.14934 | 0.093791 | 0.10009 | 1 | 0.56276 | 0.039468
H_PV | WDD64 | 0.095552 | 0.26346 | 0.30145 | 1 | 0.47654 | 0.17508 | 1 | 0.049899 | 0.08851 | 0.066969 | 0.080531 | 0.1452
H_PV | WDD65 | 0.059542 | 0.033954 | 0.05418 | 0.026864 | 0.038743 | 0.078174 | 0.23157 | 0.15461 | 1 | 0.027348 | 0.11348 | 0.088981
H_PV | WDD66 | 0.05075 | 0.12763 | 0.19987 | 0.093412 | 0.071598 | 0.055994 | 0.33478 | 0.085047 | 0.15042 | 0.076591 | 0.035123 | 1
H_PV | WDD67 | 0.10952 | 0.061394 | 0.15049 | 0.060327 | 0.16669 | 0.074976 | 0.086377 | 0.28825 | 0.23129 | 0.0807 | 0.085694 | 0.47244
H_PV | WDD68 | 0.20424 | 0.16457 | 0.36854 | 0.034537 | 0.24365 | 0.58502 | 0.15693 | 0.25511 | 0.24325 | 0.11944 | 0.29052 | 0.18907
H_PV | WDD69 | 0.03949 | 0.12255 | 0.10739 | 0.56346 | 0.053402 | 0.16939 | 1 | 0.1026 | 0.060992 | 0.072602 | 0.098661 | 0.1999
H_PV | WDD70 | 0.20747 | 0.093785 | 0.12593 | 0.051468 | 0.21351 | 0.12497 | 0.16888 | 0.044139 | 0.086969 | 0.073507 | 0.22489 | 0.15052
H_PV | WDD71 | 0.12964 | 0.67794 | 0.070651 | 0.048658 | 0.19035 | 0.10421 | 0.25316 | 1 | 0.29678 | 0.13064 | 0.22841 | 0.025493
H_PV | WDD72 | 0.063113 | 0.17884 | 0.05107 | 0.32906 | 0.18855 | 0.41794 | 0.13604 | 0.87198 | 0.18601 | 0.12023 | 0.607 | 0.1698
H_PV | WDD73 | 0.10221 | 0.45824 | 0.055546 | 0.17497 | 0.25264 | 0.47702 | 0.32331 | 0.060217 | 0.90123 | 0.092789 | 0.51128 | 0.085412
H_PV | WDD74 | 0.15219 | 0.2191 | 0.15831 | 0.5447 | 0.12894 | 0.20595 | 0.43516 | 0.16339 | 0.14734 | 0.18178 | 0.040089 | 0.12994
H_PV | WDD75 | 0.40775 | 0.25205 | 0.06116 | 0.047361 | 0.14772 | 0.47824 | 0.22042 | 0.098981 | 0.062785 | 0.087647 | 0.47624 | 0.10742
H_PV | WDD76 | 0.19522 | 0.08524 | 0.10332 | 0.0351 | 0.2512 | 0.090268 | 0.34307 | 1 | 0.074452 | 0.06504 | 0.10298 | 1
H_PV | WDD77 | 1 | 0.050995 | 0.075609 | 0.22131 | 0.10869 | 0.064286 | 0.17799 | 0.24849 | 0.048611 | 1 | 0.22774 | 0.13713
H_PV | WDD78 | 0.12606 | 0.059885 | 0.2739 | 0.55083 | 0.11925 | 0.42826 | 0.14656 | 0.26549 | 0.11241 | 0.084975 | 0.12107 | 0.10026
H_PV | WDD79 | 0.12373 | 0.37542 | 0.13426 | 0.13149 | 0.076223 | 1 | 0.081922 | 0.22593 | 0.046442 | 0.10538 | 0.10263 | 0.046235
H_PV | WDD80 | 0.037563 | 0.17267 | 0.073867 | 1 | 0.15324 | 0.19083 | 0.53182 | 0.26551 | 0.10683 | 0.18137 | 0.031701 | 0.2239
H_PV | WDD81 | 0.096534 | 0.22354 | 0.059818 | 0.52268 | 0.35809 | 0.11237 | 0.12469 | 0.1938 | 0.14026 | 0.21342 | 0.042856 | 0.071271
H_PV | WDD82 | 0.1821 | 0.44102 | 0.10811 | 0.054971 | 0.070736 | 0.40073 | 0.29339 | 0.1208 | 0.54456 | 0.06109 | 0.050745 | 0.14783
H_PV | WDD83 | 0.18753 | 0.2013 | 0.25426 | 0.37024 | 0.12876 | 0.18803 | 0.49914 | 0.066309 | 0.087913 | 0.50856 | 0.34848 | 0.064847
H_PV | WDD84 | 0.25047 | 0.5671 | 0.38905 | 0.28195 | 0.11689 | 0.057149 | 0.77346 | 0.10562 | 0.40912 | 0.079489 | 0.048335 | 0.21196
H_PV | WDD85 | 0.016574 | 0.15348 | 0.11789 | 0.088512 | 0.17528 | 0.14091 | 0.30011 | 0.79286 | 0.10831 | 0.23221 | 0.44976 | 0.027112
H_PV | WDD86 | 0.18282 | 0.095606 | 0.080795 | 0.12773 | 0.16377 | 0.10627 | 0.29745 | 0.44303 | 0.17405 | 0.60207 | 0.050952 | 0.021675
H_PV | WDD87 | 0.099324 | 0.074743 | 0.11971 | 0.1347 | 0.13483 | 0.5287 | 0.34553 | 0.37416 | 0.040111 | 0.56644 | 0.059422 | 0.026866
H_PV | WDD88 | 0.073536 | 0.98511 | 0.125 | 0.076928 | 0.20114 | 0.087961 | 0.076961 | 0.065009 | 0.18868 | 0.14576 | 0.051675 | 0.20307
H_PV | WDD89 | 0.083342 | 0.16017 | 0.12503 | 0.10975 | 0.2256 | 0.08702 | 0.056985 | 0.03858 | 0.86388 | 0.029891 | 0.14587 | 0.023289
H_PV | WDD90 | 1 | 0.25479 | 0.12458 | 1 | 0.15446 | 0.11802 | 0.088028 | 0.38104 | 0.11214 | 0.091817 | 0.25984 | 0.78406
H_PV | WDD91 | 0.54672 | 0.19871 | 0.28693 | 0.058515 | 0.098664 | 0.24793 | 0.25515 | 0.28944 | 0.7031 | 0.12249 | 0.21098 | 0.075692
H_PV | WDD92 | 0.17367 | 0.29873 | 0.39944 | 0.30443 | 0.067336 | 0.079493 | 0.25903 | 0.045361 | 0.091308 | 0.097089 | 0.20927 | 0.069324
H_PV | WDD93 | 0.084392 | 0.1294 | 0.030118 | 0.27731 | 0.1437 | 0.074493 | 0.80686 | 0.41332 | 0.26337 | 0.20797 | 0.036265 | 0.29087
H_PV | WDD94 | 0.055783 | 0.10783 | 0.20772 | 0.74391 | 0.29009 | 0.091776 | 0.30082 | 0.049301 | 0.32012 | 0.24391 | 0.031223 | 0.32977
H_PV | WDD95 | 0.69182 | 0.086038 | 0.12962 | 0.046958 | 0.061726 | 0.12381 | 0.16483 | 0.072992 | 0.074868 | 0.42178 | 0.1899 | 0.055603
H_PV | WDD96 | 0.037998 | 0.16446 | 0.39505 | 0.052359 | 0.071288 | 0.13761 | 0.10489 | 0.12774 | 0.21743 | 0.074032 | 0.049559 | 0.096919
H_PV | WDD97 | 0.076665 | 0.4278 | 0.038646 | 0.3512 | 0.42166 | 0.41824 | 0.16257 | 0.18876 | 0.11378 | 0.74216 | 0.14818 | 0.034923
H_PV | WDD98 | 0.039128 | 0.72086 | 0.52691 | 0.43623 | 0.11205 | 0.25771 | 0.15119 | 0.76049 | 0.054145 | 0.073818 | 0.19836 | 0.17104
H_PV | WDD99 | 0.074237 | 0.087568 | 0.080215 | 0.13407 | 0.066148 | 0.17256 | 0.091711 | 0.24821 | 0.3674 | 0.31019 | 0.68112 | 0.27563
H_PV | WDD100 | 0.20037 | 0.056797 | 0.56818 | 0.10701 | 0.47325 | 0.10179 | 0.43878 | 0.42599 | 0.14711 | 0.49768 | 0.71456 | 0.051812
H_PV | WDD101 | 0.30879 | 0.10822 | 0.42836 | 0.031393 | 0.043072 | 0.18591 | 0.31335 | 0.1257 | 0.28371 | 0.17588 | 0.069202 | 0.43026
H_PV | WDD102 | 0.052075 | 0.10506 | 0.03913 | 0.28547 | 0.055048 | 0.14295 | 0.058672 | 0.16351 | 0.16779 | 0.1139 | 0.018843 | 0.060442
H_PV | WDD103 | 0.10888 | 0.28504 | 0.11138 | 0.14254 | 0.07998 | 0.16119 | 0.080833 | 0.21466 | 0.21681 | 0.22713 | 0.10644 | 0.12138
H_PV | WDD104 | 0.57336 | 0.058229 | 0.06146 | 0.15978 | 0.25064 | 0.09627 | 0.46267 | 0.14329 | 0.12939 | 0.22138 | 0.65669 | 0.042231
H_PV | WDD105 | 0.052227 | 0.10648 | 0.084368 | 1 | 0.14115 | 0.15781 | 0.06229 | 0.64936 | 0.052247 | 0.32221 | 0.028647 | 0.15518
H_PV | WDD106 | 0.06298 | 0.041446 | 0.54618 | 0.049741 | 0.042757 | 0.11412 | 0.11123 | 0.16661 | 0.094689 | 0 | 0.14198 | 0.043079
H_PV | WDD107 | 0.071499 | 1 | 0.067589 | 0.074932 | 0.28919 | 0.30329 | 0.19424 | 0.18577 | 0.20096 | 0.18724 | 0.12406 | 0.033028
H_PV | WDD108 | 0.13905 | 0.16402 | 0.11264 | 0.089706 | 0.1039 | 0.10469 | 0.50595 | 0.096786 | 0.19663 | 0.022308 | 0.026904 | 0.093837
H_PV | WDD109 | 0.7465 | 0.18254 | 0.071359 | 0.13645 | 0.30049 | 0.60719 | 0.54056 | 0.37798 | 0.22456 | 0.41653 | 0.066779 | 0.034678
H_PV | WDD110 | 0.022151 | 0.072447 | 0.11597 | 0.059468 | 0.29486 | 0.45649 | 0.33396 | 0.13167 | 0.20419 | 1 | 0.052964 | 0.042712
H_PV | WDD111 | 0.015972 | 0.3322 | 0.096934 | 0.13473 | 0.26698 | 0.43194 | 1 | 0.044376 | 0.077495 | 0.11557 | 0.040902 | 0.04668
H_PV | WDD112 | 0.084547 | 0.15383 | 0.11366 | 0.090392 | 0.23209 | 0.18857 | 0.23442 | 0.1724 | 0.096121 | 0.34048 | 0.14184 | 0.026944
H_PV | WDD113 | 0.087541 | 0.043992 | 0.074087 | 1 | 0.32785 | 0.11471 | 0.80952 | 0.11447 | 0.14009 | 0.11842 | 0.16683 | 0.065422
H_PV | WDD114 | 0.048256 | 0.18708 | 0.078244 | 0.45816 | 0.045483 | 0.11924 | 0.58813 | 0.16133 | 0.049161 | 0.044784 | 0.13187 | 0.14639
H_PV | WDD115 | 1 | 0.41695 | 0.36591 | 0.18672 | 0.053207 | 0.1096 | 0.28744 | 0.063802 | 0.089273 | 0.049481 | 0.039415 | 0.016757
H_PV | WDD116 | 0.43784 | 0.18216 | 0.29905 | 0.097961 | 0.26525 | 0.23426 | 0.37125 | 0.12403 | 0.26489 | 0.10156 | 0.78845 | 0.070223
H_PV | WDD117 | 0.036229 | 0.55391 | 0.098879 | 0.13332 | 0.048815 | 0.60049 | 0.085371 | 0.19956 | 0.056901 | 0.097813 | 0.024002 | 0.018419
H_PV | WDD118 | 0.1913 | 0.12766 | 0.36142 | 0.081307 | 0.052773 | 0.12029 | 0.1803 | 0.068097 | 0.1719 | 0.072487 | 0.086918 | 0.035963
H_PV | WDD119 | 0.098977 | 0.22545 | 0.066787 | 0.11518 | 0.11804 | 0.16011 | 0.069614 | 0.49516 | 0.22712 | 0.32659 | 0.27799 | 0.14175
H_PV | WDD120 | 0.019753 | 0.17935 | 0.048842 | 1 | 0.39621 | 0.4324 | 0.086329 | 0.36222 | 0.15334 | 0.039305 | 0.20097 | 0.035887
H_PV | WED1 | 0.16723 | 0.075397 | 0.25048 | 0.13783 | 0.29383 | 0.16266 | 0.20088 | 0.99085 | 0.91663 | 0.34479 | 0.37574 | 0.024678
H_PV | WED2 | 0.10345 | 0.074062 | 0.22423 | 0.077536 | 0.17912 | 0.10459 | 0.51561 | 0.30399 | 0.11712 | 0.049976 | 0.46125 | 0.40227
H_PV | WED3 | 0.41392 | 0.049318 | 0.45498 | 0.23601 | 0.57519 | 0.10021 | 0.1884 | 0.1279 | 0.119 | 0.74123 | 0.023827 | 0.062978
H_PV | WED4 | 0.14151 | 0.37029 | 0.39233 | 0.18717 | 0.42245 | 0.17091 | 0.91193 | 1 | 0.1089 | 0.0072157 | 0.11474 | 0.16427
H_PV | WED5 | 0.039467 | 0.28715 | 0.070227 | 0.16518 | 0.46925 | 0.31153 | 1 | 0.18374 | 0.24557 | 0.014041 | 0.14317 | 0.022441
H_PV | WED6 | 0.114 | 0.59599 | 0.65287 | 1 | 0.23565 | 0.079714 | 0.1212 | 0.1573 | 0.14036 | 0.054437 | 0.4555 | 0.13701
H_PV | WED7 | 0.052046 | 0.16672 | 0.40334 | 0.20514 | 0.15821 | 0.11351 | 0.098857 | 0.54586 | 0.045323 | 1 | 0.043959 | 0.093727
H_PV | WED8 | 0.07661 | 0.73228 | 0.26562 | 0.19961 | 0.060395 | 0.42062 | 0.10776 | 1 | 0.047936 | 0.39514 | 0.070832 | 0.015557
H_PV | WED9 | 0.14023 | 0.3251 | 0.15044 | 0.065327 | 0.28121 | 0.05623 | 0.063043 | 0.15004 | 0.18167 | 0.14473 | 0.070554 | 0.075083
H_PV | WED10 | 0.11436 | 0.083136 | 0.45806 | 0.022354 | 0.11226 | 0.45421 | 1 | 0.33082 | 0.083233 | 0.11584 | 0.62746 | 0.27081
H_PV | WED11 | 0.11987 | 0.17633 | 0.28083 | 0.14003 | 0.16614 | 0.13912 | 0.79014 | 0.20438 | 0.16114 | 0.043692 | 0.14601 | 0.037793
H_PV | WED12 | 0.038678 | 0.25848 | 0.11059 | 0.033177 | 0.053308 | 0.62869 | 0.36556 | 0.21469 | 0.12597 | 0.2822 | 0.11159 | 0.2115
H_PV | WED13 | 0.090239 | 1 | 0.091666 | 0.071668 | 0.34316 | 0.16271 | 0.59327 | 0.41788 | 0.082599 | 0.07308 | 0.33256 | 0.26957
H_PV | WED14 | 0.15749 | 0.097336 | 0.070303 | 0.062843 | 0.19436 | 0.10522 | 0.074558 | 0.42561 | 0.34881 | 0.55406 | 0.36201 | 0.053045
H_PV | WED15 | 0.11161 | 0.19673 | 0.14677 | 0.17109 | 0.22489 | 0.37906 | 0.21831 | 0.11347 | 0.13955 | 0.16521 | 0.1102 | 0.072427
H_PV | WED16 | 0.085667 | 0.13995 | 0.14863 | 0.28544 | 0.25143 | 0.22329 | 0.081269 | 0.15428 | 0.13423 | 0.18213 | 0.29076 | 0.13725
H_PV | WED17 | 0.077744 | 0.23591 | 0.067058 | 0.057787 | 0.063577 | 0.20878 | 0.094231 | 0.18781 | 0.067924 | 0.059495 | 0.11997 | 0.073629
H_PV | WED18 | 0.11118 | 0.034616 | 0.17197 | 0.08527 | 0.088249 | 0.20954 | 0.14917 | 0.31884 | 0.36012 | 0.06364 | 0.060932 | 0.072203
H_PV | WED19 | 0.12333 | 0.21895 | 0.090083 | 1 | 0.097692 | 0.33262 | 0.27456 | 0.3478 | 0.81146 | 0.20132 | 0.37785 | 0.088119
H_PV | WED20 | 0.52219 | 0.071847 | 0.13578 | 0.10388 | 0.55182 | 0.11554 | 0.26336 | 0.21328 | 0.099671 | 0.10307 | 0.051567 | 0.034392
H_PV | WED21 | 0.14601 | 0.55788 | 0.46767 | 0.11674 | 0.14508 | 0.46296 | 0.37018 | 0.032659 | 0.090745 | 0.02325 | 0.063282 | 0.053741
H_PV | WED22 | 0.087663 | 0.23398 | 0.12666 | 0.18251 | 0.12641 | 0.15541 | 0.4707 | 0.032233 | 0.054952 | 0.13825 | 0.41913 | 0.11304
H_PV | WED23 | 0.1774 | 0.29911 | 0.29961 | 0.042007 | 0.16587 | 0.080904 | 0.31002 | 0.14979 | 0.98562 | 0.3587 | 0.086659 | 0.04509
H_PV | WED24 | 0.043279 | 0.13067 | 0.083771 | 0.078691 | 0.12176 | 0.56616 | 0.057689 | 0.15077 | 0.49339 | 0.04984 | 0.1351 | 0.023549
H_PV | WED25 | 0.12301 | 0.045742 | 0.86448 | 0.11269 | 0.14756 | 0.11205 | 1 | 0.14985 | 0.62474 | 0.037073 | 0.39165 | 0.039775
H_PV | WED26 | 0.18585 | 0.06074 | 0.20243 | 0.094074 | 0.32527 | 0.51874 | 0.17518 | 0.63315 | 0.13277 | 0.88321 | 0.032217 | 0.097912
H_PV | WED27 | 0.73833 | 0.20669 | 0.060334 | 0.17714 | 0.057803 | 0.30879 | 0.40671 | 0.14957 | 0.14485 | 0.14514 | 0.037088 | 0.050284
H_PV | WED28 | 0.084314 | 0.09427 | 0.12975 | 0.55186 | 0.23314 | 0.35883 | 0.13397 | 0.40231 | 0.086668 | 0.21407 | 0.073101 | 0.11555
H_PV | WED29 | 0.025493 | 0.044257 | 0.074746 | 0.13682 | 0.28538 | 0.14146 | 0.11071 | 0.092654 | 0.87215 | 0.12702 | 0.26352 | 0.028407
H_PV | WED30 | 0.17104 | 0.096946 | 0.42236 | 0.14558 | 1 | 0.75802 | 0.12984 | 0.25824 | 0.13374 | 0.25623 | 0.084709 | 0.018784
H_PV | WED31 | 0.12189 | 0.071834 | 0.34881 | 0.058609 | 0.10337 | 0.44452 | 0.11575 | 0.33226 | 0.11211 | 0.4553 | 0.30047 | 0.12591
H_PV | WED32 | 0.17542 | 0.082721 | 0.10012 | 0.12236 | 0.10296 | 0.064007 | 0.13758 | 0.20389 | 0.071475 | 0.25149 | 0.41836 | 0.031016
H_PV | WED33 | 0.096822 | 0.15264 | 0.057325 | 0.26809 | 0.70733 | 0.18878 | 0.53449 | 0.23093 | 0.11008 | 0.045993 | 0.3358 | 0.025368
H_PV | WED34 | 0.34926 | 0.28907 | 0.28933 | 0.025641 | 0.10817 | 0.10953 | 0.095564 | 0.045012 | 0.068797 | 0.16849 | 0.14299 | 0.046348
H_PV | WED35 | 0.39699 | 0.32949 | 0.050767 | 0.14169 | 0.64428 | 0.1377 | 0.33244 | 0.12979 | 0.19336 | 0.28848 | 0.14376 | 0.11615
H_PV | WED36 | 0.038159 | 0.13351 | 1 | 0.070243 | 0.14696 | 0.14337 | 0.11873 | 0.48824 | 0.23068 | 0.10553 | 0.070515 | 0.078021
H_PV | WED37 | 0.052752 | 0.20302 | 1 | 0.31205 | 0.076591 | 0.09721 | 0.16452 | 0.54249 | 0.11057 | 0.086978 | 0.1995 | 0.041591
H_PV | WED38 | 0.25587 | 0.34637 | 0.15939 | 0.04003 | 0.075262 | 0.89701 | 0.36277 | 0.094013 | 0.1455 | 0.26619 | 0.13916 | 0.19945
H_PV | WED39 | 0.47942 | 0.06316 | 0.12683 | 0.042129 | 0.54974 | 0.12168 | 0.33103 | 0.10784 | 0.052611 | 0.35027 | 0.18316 | 0.052814
H_PV | WED40 | 0.092218 | 0.081283 | 0.054842 | 0.11378 | 0.33796 | 0.12915 | 0.18683 | 0.1557 | 0.15767 | 0.2581 | 0.093606 | 0.17503
H_PV | WED41 | 0.081369 | 0.33613 | 0.038338 | 0.047013 | 0.50315 | 0.18319 | 0.11725 | 0.071726 | 0.078239 | 0.15865 | 0.072398 | 0.12694
H_PV | WED42 | 0.35698 | 0.11446 | 0.36645 | 0.31063 | 0.16102 | 0.1566 | 0.42586 | 0.04087 | 0.14494 | 0.066559 | 0.10825 | 0.083165
H_PV | WED43 | 0.19888 | 0.10141 | 0.15136 | 0.076819 | 0.089286 | 0.4578 | 0.16595 | 0.090608 | 0.069118 | 0.10931 | 0.46189 | 0.056418
H_PV | WED44 | 0.21335 | 0.09891 | 0.42559 | 0.043511 | 0.19715 | 0.33725 | 0.14179 | 0.18826 | 1 | 0.55581 | 0.10116 | 0.092653
H_PV | WED45 | 0.048443 | 0.27637 | 0.53013 | 0.10583 | 0.097429 | 0.16335 | 0.43805 | 0.5611 | 0.13932 | 0.15698 | 0.21949 | 0.097261
H_PV | WED46 | 0.03029 | 0.072264 | 0.046939 | 0.28148 | 0.10666 | 0.17492 | 0.070379 | 0.040814 | 0.66371 | 0.049687 | 0.14868 | 0.11124
H_PV | WED47 | 0.15815 | 0.27286 | 0.65714 | 0.1576 | 0.33106 | 0.20907 | 1 | 0.15086 | 0.11561 | 0.19633 | 0.035107 | 0.034758
H_PV | WED48 | 0.18424 | 0.24498 | 0.36406 | 0.061457 | 0.2727 | 0.55523 | 1 | 0.16381 | 0.47989 | 0.13994 | 0.12464 | 0.070698
H_PV | WEE1 | 0.69062 | 0.16283 | 0.055969 | 0.17517 | 0.17709 | 0.15383 | 0.34715 | 0.029121 | 0.10506 | 0.62035 | 0.45927 | 0.037013
H_PV | WEE2 | 0.13317 | 0.035774 | 0.061282 | 0.043653 | 0.38016 | 0.080916 | 0.049315 | 0.46252 | 0.14791 | 0.014811 | 0.091412 | 0.056353
H_PV | WEE3 | 0.57831 | 0.087717 | 0.21116 | 0.051234 | 0.069136 | 0.15971 | 0.097966 | 0.075174 | 0.27782 | 0.09607 | 0.44274 | 0.15883
H_PV | WEE4 | 0.14455 | 0.067647 | 0.74901 | 0.24385 | 0.11001 | 0.35208 | 0.3723 | 0.16936 | 0.66838 | 0.029094 | 0.08882 | 0.072074
H_PV | WEE5 | 0.090026 | 0.23376 | 0.14893 | 0.28937 | 0.19608 | 0.31299 | 1 | 0.052329 | 0.22367 | 1 | 0.063115 | 0.037566
H_PV | WEE6 | 1 | 0.15664 | 0.33849 | 0.1543 | 0.22058 | 0.2242 | 0.056817 | 0.093443 | 0.26434 | 0.19243 | 0.041727 | 0.11287
H_PV | WEE7 | 0.08851 | 0.078513 | 0.22664 | 0.24455 | 0.42075 | 0.14224 | 0.37922 | 0.033458 | 0.041167 | 0.27276 | 0.07017 | 0.077574
H_PV | WEE8 | 0.17062 | 0.13346 | 0.18618 | 0.25917 | 0.17045 | 0.17831 | 1 | 0.33183 | 0.10097 | 0.04123 | 0.09089 | 0
H_PV | WEE9 | 0.021714 | 0.35719 | 0.14565 | 0.054809 | 0.089115 | 0.066068 | 0.16593 | 0.12213 | 0.079705 | 0.25085 | 0.089771 | 0.095499
H_PV | WEE10 | 0.058946 | 0.3987 | 0.068344 | 0.034308 | 0.061802 | 0.084433 | 0.067109 | 0.20493 | 0.082987 | 0.79154 | 0.071922 | 0.066754
H_PV | WEE11 | 0.2998 | 0.4149 | 0.18364 | 0.069968 | 0.19132 | 0.13564 | 0.43083 | 0.043427 | 0.046835 | 0 | 0.049514 | 0.072019
H_PV | WEE12 | 1 | 0.14402 | 0.11559 | 0.28916 | 0.059277 | 0.07199 | 0.31875 | 0.59966 | 0.14173 | 0.30841 | 0.037444 | 0.041595
H_PV | WEE13 | 0.040756 | 0.093367 | 0.18057 | 0.036026 | 0.046408 | 0.36296 | 0.17378 | 0.10807 | 0.051121 | 0.50077 | 0.088263 | 0.029314
H_PV | WEE14 | 0.017084 | 0.51435 | 0.29771 | 0.091497 | 0.10859 | 0.20459 | 0.28109 | 0.36524 | 0.088931 | 0.060923 | 0.88732 | 0.018235
H_PV | WEE15 | 0.025848 | 0.2723 | 0.044449 | 0.096799 | 0.52172 | 0.6329 | 0.15183 | 1 | 0.067252 | 0.38181 | 0.2022 | 0.071606
H_PV | WEE16 | 0.17597 | 0.80816 | 0.77075 | 0.13528 | 0.3136 | 0.28221 | 0.20362 | 0.19413 | 0.89739 | 0.15251 | 0.28445 | 0.11207
H_PV | WEE17 | 0.1469 | 0.084111 | 0.13185 | 0.049917 | 0.27339 | 1 | 0.066783 | 0.35027 | 1 | 0.049626 | 0.08757 | 0.17782
H_PV | WEE18 | 0.065782 | 0.13074 | 0.26188 | 0.139 | 0.22533 | 0.061759 | 0.19272 | 0.16714 | 0.087526 | 0.11473 | 0.036349 | 0.165
H_PV | WEE19 | 0.066561 | 0.077404 | 0 | 0.1376 | 0.061813 | 0.13944 | 0.19434 | 0.096404 | 0.66095 | 1 | 0.14309 | 0.4771
H_PV | WEE20 | 0.04343 | 0.1486 | 0.057073 | 0.04906 | 0.06176 | 0.19986 | 0.17409 | 0.1194 | 0.59425 | 0.20045 | 0.26893 | 0.11817
H_PV | WEE21 | 0.20336 | 0.070485 | 0.06155 | 0.099041 | 0.33117 | 0.11357 | 0.128 | 0.16901 | 0.22761 | 0.079808 | 0.12405 | 0.085493
H_PV | WEE22 | 0.9817 | 0.10241 | 0.053874 | 0.11782 | 0.18173 | 0.39081 | 0.48588 | 0.43309 | 0.11141 | 0.062019 | 0.007836 | 0.26553
H_PV | WEE23 | 0.26521 | 0.2349 | 0.14832 | 0.10669 | 0.061004 | 0.42231 | 0.33323 | 0.15942 | 0.33161 | 0.070318 | 0.020781 | 0.23326
H_PV | WEE24 | 0.15168 | 0.073634 | 0.11709 | 0.20931 | 0.32214 | 0.2749 | 0.049836 | 0.086632 | 0.071866 | 0.25387 | 0.16367 | 0.2724
H_PV | WEE25 | 0.016854 | 0.10247 | 0.08425 | 0.064826 | 0.21688 | 0.1396 | 0.16435 | 0.11081 | 0.77866 | 0.077398 | 0.12575 | 0.022464
H_PV | WEE26 | 0.12754 | 0.1484 | 0.11345 | 0.12799 | 0.23645 | 0.21288 | 0.1963 | 0.096416 | 0.2581 | 0.015359 | 0.061219 | 0.02427
H_PV | WEE27 | 0.30295 | 0.1051 | 0.050936 | 0.037124 | 0.067811 | 0.093956 | 0.22146 | 0.20708 | 0.040238 | 0.012411 | 0.1478 | 0
H_PV | WEE28 | 0.47204 | 0.054966 | 0.17634 | 0.35823 | 0.077012 | 0.19674 | 0.3645 | 0.28208 | 0.039507 | 0.79845 | 0.086215 | 0.23435
H_PV | WEE29 | 0.010763 | 0.23711 | 0.071096 | 0.16973 | 0.07511 | 0.10498 | 0.27007 | 0.79155 | 0.19845 | 0.027204 | 0.10594 | 0.2874
H_PV | WEE30 | 0.10241 | 0.40247 | 0.26757 | 0.062228 | 0.2506 | 0.18965 | 0.26718 | 0.15645 | 0.15554 | 0.73222 | 0.12162 | 0.074537
H_PV | WEE31 | 0.36366 | 0.33211 | 0.10822 | 0.37967 | 0.099582 | 0.08409 | 0.17722 | 0.76958 | 0.12202 | 0.026134 | 0.37366 | 0.070381
H_PV | WEE32 | 0.12436 | 0.27096 | 0.044476 | 0.16373 | 0.078667 | 0.25318 | 0.34062 | 0.090981 | 0.13049 | 0.027401 | 0.36396 | 0.061506
H_PV | WEE33 | 0.12403 | 0.1285 | 0.1865 | 0.095803 | 0.042176 | 0.13914 | 0.15015 | 0.64091 | 0.44618 | 0.089974 | 0.32218 | 0.14522
H_PV | WEE34 | 0.13502 | 0.096831 | 0.2633 | 0.21638 | 0.056365 | 0.14011 | 0.4322 | 0.3897 | 0.60745 | 0.05536 | 0.042281 | 0.29843
H_PV | WEE35 | 0.032861 | 0.10034 | 0.078957 | 0.18259 | 0.10089 | 0.16536 | 0.51563 | 0.23072 | 0.32636 | 1 | 0.08296 | 0.10316
H_PV | WEE36 | 0.19826 | 0.055389 | 0.087222 | 0.08141 | 0.12894 | 0.14479 | 0.26367 | 0.082448 | 0.34001 | 0.29434 | 0.094261 | 0.091578
H_PV | WEE37 | 0.30964 | 0.18521 | 0.083839 | 0.13424 | 0.18776 | 0.19803 | 0.56977 | 0.36286 | 0.11851 | 0.20993 | 0.30847 | 0.21426
H_PV | WEE38 | 0.15062 | 0.12678 | 0.10592 | 0.04383 | 0.061796 | 0.25647 | 0.24607 | 0.20661 | 0.085077 | 0.056376 | 0.64713 | 0.080386
H_PV | WEE39 | 0.016368 | 0.045284 | 0.089333 | 0.037429 | 0.057054 | 0.28134 | 0.20578 | 0.068735 | 0.28379 | 0.020644 | 0.27998 | 0.013886
H_PV | WEE40 | 0.31797 | 0.035911 | 0.16022 | 0.19563 | 0.18941 | 0.12536 | 0.54533 | 0.31132 | 0.22684 | 0.19546 | 0.36514 | 0.20135
H_PV | WEE41 | 0.094963 | 0.055817 | 0.096383 | 0.65525 | 0.17985 | 0.074832 | 0.89449 | 0.23094 | 0.16008 | 0.95888 | 0.040559 | 0.031302
H_PV | WEE42 | 0.15321 | 0.19636 | 0.34514 | 0.32813 | 0.12847 | 0.29089 | 0.20073 | 0.48871 | 0.072873 | 0.11212 | 0.29915 | 0.034144
H_PV | WEE43 | 0.12093 | 0.22482 | 0.058453 | 0.31173 | 0.076319 | 0.41824 | 0.50896 | 0.95126 | 0.089572 | 0.027021 | 0.28985 | 0.041485
H_PV | WEE44 | 0.1453 | 0.56501 | 0.058899 | 0.31695 | 0.14122 | 0.078288 | 0.3485 | 0.047713 | 0.61357 | 0.44226 | 0.14833 | 0.030115
H_PV | WEE45 | 0.10496 | 0.052066 | 0.060126 | 0.16302 | 0.039488 | 0.12428 | 0.21982 | 0.27091 | 0.05132 | 0.024029 | 0.23681 | 0.033015
H_PV | WEE46 | 0.15066 | 0.22915 | 0.42139 | 0.037056 | 0.058798 | 0.1981 | 0.065056 | 0.058085 | 0.040947 | 0.15551 | 0.10035 | 0.17175
H_PV | WEE47 | 0.051203 | 0.19427 | 0.1549 | 0.16317 | 0.085896 | 0.8281 | 0.16895 | 0.16079 | 1 | 0.06519 | 0.046191 | 0.1346
H_PV | WEE48 | 0.01747 | 0.080293 | 0.032843 | 0.15264 | 0.063365 | 0.2301 | 0.23145 | 0.31452 | 0.037851 | 0.43542 | 0.056339 | 0.20643
H_PV | WDE1 | 0.034348 | 0.24653 | 0.056019 | 0.1041 | 0.20694 | 0.1248 | 0.16362 | 0.17197 | 0.43094 | 0.047096 | 0.051066 | 0.056101
H_PV | WDE2 | 0.052628 | 0.2728 | 0.10602 | 0.13366 | 0.53622 | 0.082236 | 0.065323 | 0.07899 | 0.73033 | 0.31659 | 0.10589 | 0.096395
H_PV | WDE3 | 1 | 0.077726 | 0.055115 | 0.035077 | 0.1304 | 0.29699 | 0.74487 | 0.2135 | 0.23213 | 0.096141 | 0.11524 | 0.020067
H_PV | WDE4 | 0.26282 | 0.71072 | 0.12277 | 0.20424 | 0.13988 | 0.070827 | 0.13074 | 0.27538 | 0.21469 | 0.11592 | 0.05305 | 0.015821
H_PV | WDE5 | 0.18649 | 0.069645 | 0.24622 | 0.14724 | 0.14249 | 0.16343 | 0.15041 | 0.049338 | 0.15289 | 0.37084 | 0.023277 | 0.037293
H_PV | WDE6 | 0.13248 | 0.087262 | 0.23235 | 0.39629 | 0.51512 | 0.20002 | 0.11102 | 0.28267 | 0.11111 | 0.16621 | 0.031925 | 0.19055
H_PV | WDE7 | 0.13718 | 0.077904 | 0.56212 | 0.23217 | 0.070641 | 0.17043 | 0.24886 | 0.22322 | 0.067225 | 0.077297 | 0.11991 | 0.20809
H_PV | WDE8 | 0.029556 | 0.091444 | 0.11169 | 0.081782 | 0.12861 | 0.17301 | 0.74604 | 0.11431 | 0.18832 | 0.023463 | 0.033144 | 0.19775
H_PV | WDE9 | 0.081592 | 0.10937 | 0.29213 | 0.40295 | 0.26495 | 0.091403 | 0.18778 | 0.16151 | 0.18314 | 0.32585 | 0.28687 | 0.042722
H_PV | WDE10 | 0.026245 | 0.12321 | 0.27024 | 0.13985 | 0.10156 | 0.33908 | 0.83861 | 1 | 0.38334 | 0.10003 | 0.069275 | 0.068957
H_PV | WDE11 | 0.46888 | 0.058047 | 0.14409 | 0.26653 | 0.22095 | 0.080322 | 0.13562 | 0.13986 | 0.46987 | 0.05338 | 0.070695 | 0.014523
H_PV | WDE12 | 0.041757 | 0.20282 | 0.096709 | 0.072679 | 0.17889 | 0.16311 | 0.3522 | 0.054848 | 0.041669 | 0.3172 | 0.1626 | 0.03371
H_PV | WDE13 | 0.04344 | 0.11909 | 0.091451 | 0.072851 | 0.063799 | 0.069357 | 0.23996 | 1 | 0.068735 | 0.19273 | 0.065752 | 0.035507
H_PV | WDE14 | 0.043969 | 0.2277 | 0.1583 | 0.30503 | 0.51041 | 0.097249 | 0.16168 | 0.24776 | 0.12636 | 0.37931 | 0.051932 | 0.11248
H_PV | WDE15 | 0.19717 | 0.082921 | 0.08556 | 0.11761 | 0.1166 | 0.36945 | 0.068693 | 0.062102 | 0.56269 | 0.52915 | 0.10714 | 0.025662
H_PV | WDE16 | 0.46691 | 0.082906 | 0.062804 | 0.54635 | 0.52373 | 0.23916 | 0.24445 | 0.21693 | 0.10962 | 0.20954 | 0.14749 | 0.11516
H_PV | WDE17 | 0.43879 | 0.11177 | 0.13286 | 0.063551 | 0.37923 | 0.22092 | 0.4682 | 0.067811 | 0.19721 | 0.021209 | 0.30698 | 0.15452
H_PV | WDE18 | 0.19274 | 0.038942 | 0.073579 | 0.063811 | 0.049038 | 0.11879 | 0.14946 | 0.35349 | 0.1022 | 0.069019 | 0.19857 | 0.12035
H_PV | WDE19 | 0.33088 | 0.091084 | 0.37231 | 0.053181 | 0.1871 | 0.10396 | 1 | 0.28531 | 0.10276 | 0.021434 | 0.04308 | 0.022263
H_PV | WDE20 | 0.039836 | 0.83274 | 0.21786 | 0.1067 | 0.10503 | 0.1412 | 0.14781 | 0.067386 | 0.12518 | 0.074716 | 0.034716 | 0.18983
H_PV | WDE21 | 0.33679 | 0.12033 | 0.12473 | 0.11558 | 0.10779 | 0.11864 | 0.14136 | 0.23812 | 0.42819 | 0.077316 | 0.54075 | 0.02687
H_PV | WDE22 | 0.031402 | 0.054294 | 0.1466 | 0.46945 | 0.081558 | 0.14672 | 1 | 0.47502 | 0.19912 | 0.069105 | 0.1567 | 0.024676
H_PV | WDE23 | 0.21487 | 0.17552 | 0.39553 | 0.091984 | 0.095052 | 0.17065 | 0.35099 | 0.35719 | 0.36885 | 0.11533 | 0.02622 | 0.35034
H_PV | WDE24 | 0.019542 | 0.27426 | 0.11837 | 0.19848 | 0.092425 | 0.13357 | 0.15362 | 0.44624 | 0.064907 | 0.48059 | 0.079917 | 0.80279
C_WND | WDA1 | 0.58839 | 0.78304 | 0.21276 | 0.17621 | 0.27425 | 0.47172 | 0.41808 | 0.20106 | 0.17874 | 0.21811 | 0.25838 | 0.66764
C_WND | WDA2 | 0.78641 | 0.28548 | 0.84483 | 0.37034 | 0.49556 | 0.24061 | 0.25343 | 0.22023 | 0.15701 | 0.18299 | 0.46953 | 0.22091
C_WND | WDA3 | 0.25812 | 0.31561 | 0.80291 | 0.32214 | 0.29183 | 0.7397 | 0.18662 | 0.3339 | 0.14226 | 0.54458 | 0.32535 | 0.22574
C_WND | WDA4 | 0.51044 | 0.5677 | 0.23441 | 0.78685 | 0.48404 | 0.37841 | 0.11222 | 0.29998 | 0.15623 | 0.38575 | 0.35822 | 0.3999
C_WND | WDA5 | 0.49014 | 0.27498 | 0.41353 | 0.18763 | 0.42324 | 0.36257 | 0.12289 | 0.6018 | 0.15302 | 0.39334 | 0.50702 | 0.51308
C_WND | WDA6 | 0.24746 | 0.38212 | 0.16009 | 0.54495 | 0.70103 | 0.38833 | 0.30581 | 0.23462 | 0.25929 | 0.19012 | 0.53752 | 0.44531
C_WND | WDA7 | 0.14979 | 0.43019 | 0.19691 | 0.84483 | 0.32456 | 0.43075 | 0.20846 | 0.26474 | 0.47673 | 0.84483 | 0.31454 | 0.17859
C_WND | WDA8 | 0.65031 | 0.37661 | 0.17901 | 0.62187 | 0.50357 | 0.29066 | 0.098324 | 0.13284 | 0.16048 | 0.32603 | 0.23819 | 0.16707
C_WND | WDA9 | 0.25568 | 0.35723 | 0.5638 | 0.39742 | 0.1278 | 0.58308 | 0.22063 | 0.2944 | 0.24626 | 0.29706 | 0.40198 | 0.31129
C_WND | WDA10 | 0.44587 | 0.40068 | 0.17358 | 0.48096 | 0.46496 | 0.21103 | 0.13511 | 0.31717 | 0.60821 | 0.52594 | 0.22428 | 0.20893
C_WND | WDA11 | 0.22355 | 0.74926 | 0.39427 | 0.22545 | 0.14241 | 0.50195 | 0.23413 | 0.32488 | 0.39805 | 0.30361 | 0.34357 | 0.21471
C_WND | WDA12 | 0.23766 | 0.84483 | 0.19642 | 0.84483 | 0.21683 | 0.34442 | 0.1186 | 0.19746 | 0.25879 | 0.12526 | 0.39086 | 0.51535
C_WND | WDA13 | 0.59051 | 0.27944 | 0.25373 | 0.84483 | 0.38842 | 0.66641 | 0.20166 | 0.44557 | 0.37537 | 0.33731 | 0.56914 | 0.22499
C_WND | WDA14 | 0.30912 | 0.34118 | 0.84483 | 0.63835 | 0.40265 | 0.65908 | 0.20554 | 0.2177 | 0.19736 | 0.28217 | 0.3279 | 0.27016
C_WND | WDA15 | 0.46099 | 0.587 | 0.23669 | 0.6689 | 0.84483 | 0.14957 | 0.33021 | 0.38296 | 0.53813 | 0.17136 | 0.21252 | 0.25748
C_WND | WDA16 | 0.4022 | 0.23415 | 0.4859 | 0.36017 | 0.57886 | 0.68716 | 0.18702 | 0.15204 | 0.31025 | 0.32083 | 0.17664 | 0.21127
C_WND | WDA17 | 0.47445 | 0.11821 | 0.33332 | 0.37232 | 0.32291 | 0.25014 | 0.35923 | 0.49948 | 0.24561 | 0.39417 | 0.30348 | 0.23461
C_WND | WDA18 | 0.56395 | 0.33154 | 0.34904 | 0.32163 | 0.30412 | 0.17384 | 0.25276 | 0.1469 | 0.13834 | 0.30442 | 0.26476 | 0.26635
C_WND | WDA19 | 0.14397 | 0.24749 | 0.24316 | 0.52312 | 0.28417 | 0.77101 | 0.46704 | 0.26605 | 0.21465 | 0.19349 | 0.23153 | 0.31793
C_WND | WDA20 | 0.45358 | 0.1788 | 0.5159 | 0.45248 | 0.84483 | 0.84483 | 0.34073 | 0.42325 | 0.31793 | 0.21853 | 0.22806 | 0.31154
C_WND | WDA21 | 0.47474 | 0.17984 | 0.39133 | 0.18248 | 0.42828 | 0.35157 | 0.54356 | 0.72091 | 0.091315 | 0.50868 | 0.26285 | 0.24231
C_WND | WDA22 | 0.38699 | 0.70532 | 0.26159 | 0.71588 | 0.30215 | 0.84483 | 0.51585 | 0.65782 | 0.32677 | 0.80662 | 0.36674 | 0.30036
C_WND | WDA23 | 0.65512 | 0.30326 | 0.17522 | 0.79692 | 0.48479 | 0.20297 | 0.18531 | 0.27366 | 0.2621 | 0.56503 | 0.1138 | 0.14902
C_WND | WDA24 | 0.79256 | 0.33148 | 0.61982 | 0.32219 | 0.291 | 0.486 | 0.19012 | 0.13465 | 0.13871 | 0.12767 | 0.49725 | 0.22882
C_WND | WDA25 | 0.32562 | 0.84483 | 0.3199 | 0.26113 | 0.84483 | 0.28583 | 0.082322 | 0.55917 | 0.14827 | 0.22247 | 0.63949 | 0.34076
C_WND | WDA26 | 0.36236 | 0.2857 | 0.24583 | 0.83214 | 0.67258 | 0.30353 | 0.12725 | 0.36658 | 0.21266 | 0.23936 | 0.22743 | 0.74882
C_WND | WDA27 | 0.21511 | 0.24958 | 0.2942 | 0.55094 | 0.53743 | 0.47629 | 0.48575 | 0.43174 | 0.13007 | 0.46322 | 0.48357 | 0.29822
C_WND | WDA28 | 0.52643 | 0.28138 | 0.31684 | 0.59949 | 0.47714 | 0.75361 | 0.14823 | 0.21268 | 0.28848 | 0.14261 | 0.24266 | 0.6655
C_WND | WDA29 | 0.40953 | 0.30239 | 0.30453 | 0.82777 | 0.58189 | 0.77973 | 0.1456 | 0.24251 | 0.1186 | 0.46946 | 0.18053 | 0.78659
C_WND | WDA30 | 0.35279 | 0.24165 | 0.46785 | 0.24632 | 0.26789 | 0.53766 | 0.25633 | 0.24666 | 0.34658 | 0.15547 | 0.16069 | 0.24471
C_WND | WDA31 | 0.33243 | 0.33554 | 0.22006 | 0.23764 | 0.32336 | 0.41674 | 0.567 | 0.18596 | 0.24236 | 0.40863 | 0.3144 | 0.29757
C_WND | WDA32 | 0.25567 | 0.55761 | 0.55102 | 0.12547 | 0.22355 | 0.41498 | 0.085949 | 0.14294 | 0.31621 | 0.19108 | 0.50873 | 0.30176
C_WND | WDA33 | 0.18714 | 0.37689 | 0.35222 | 0.39778 | 0.44001 | 0.33334 | 0.2128 | 0.35217 | 0.14728 | 0.21608 | 0.21015 | 0.21761
C_WND | WDA34 | 0.84483 | 0.52529 | 0.25239 | 0.20953 | 0.65389 | 0.62776 | 0.15169 | 0.37149 | 0.29506 | 0.28326 | 0.50528 | 0.18537
C_WND | WDA35 | 0.38877 | 0.42635 | 0.19539 | 0.37839 | 0.46906 | 0.51443 | 0.33372 | 0.73961 | 0.25056 | 0.38931 | 0.31972 | 0.18521
C_WND | WDA36 | 0.3436 | 0.52509 | 0.37439 | 0.84483 | 0.84483 | 0.24297 | 0.1471 | 0.21412 | 0.27998 | 0.1509 | 0.7117 | 0.36046
C_WND | WDA37 | 0.24393 | 0.64604 | 0.48129 | 0.55718 | 0.84483 | 0.37501 | 0.29827 | 0.13076 | 0.3416 | 0.21789 | 0.25807 | 0.59297
C_WND | WDA38 | 0.20396 | 0.33372 | 0.48036 | 0.64303 | 0.35882 | 0.75066 | 0.17186 | 0.4995 | 0.21103 | 0.31854 | 0.34458 | 0.17522
C_WND | WDA39 | 0.21578 | 0.25701 | 0.36986 | 0.44986 | 0.65491 | 0.22117 | 0.07999 | 0.31408 | 0.46861 | 0.27357 | 0.64128 | 0.14645
C_WND | WDA40 | 0.71466 | 0.26109 | 0.14629 | 0.49128 | 0.67802 | 0.38275 | 0.2344 | 0.33225 | 0.1277 | 0.19628 | 0.29415 | 0.16169
C_WND | WDA41 | 0.26624 | 0.13626 | 0.32399 | 0.24957 | 0.23168 | 0.46227 | 0.21649 | 0.59637 | 0.15721 | 0.47544 | 0.53252 | 0.17328
C_WND | WDA42 | 0.28993 | 0.36023 | 0.15262 | 0.50646 | 0.31603 | 0.32147 | 0.36224 | 0.27212 | 0.50633 | 0.36503 | 0.15434 | 0.28936
C_WND | WDA43 | 0.84483 | 0.75173 | 0.73518 | 0.34838 | 0.6917 | 0.45304 | 0.14653 | 0.20614 | 0.14051 | 0.75725 | 0.41001 | 0.33677
C_WND | WDA44 | 0.32302 | 0.10311 | 0.49977 | 0.54903 | 0.43277 | 0.30865 | 0.4288 | 0.17046 | 0.096198 | 0.19566 | 0.28157 | 0.21259
C_WND | WDA45 | 0.3866 | 0.23824 | 0.3133 | 0.84483 | 0.46364 | 0.61508 | 0.21178 | 0.50532 | 0.084005 | 0.39124 | 0.53299 | 0.49827
C_WND | WDA46 | 0.29758 | 0.29793 | 0.29136 | 0.35014 | 0.45473 | 0.61996 | 0.28503 | 0.26988 | 0.22018 | 0.09879 | 0.35267 | 0.29883
C_WND | WDA47 | 0.54362 | 0.43382 | 0.28843 | 0.1714 | 0.26729 | 0.36054 | 0.072031 | 0.14021 | 0.22459 | 0.27141 | 0.38954 | 0.32804
C_WND | WDA48 | 0.60273 | 0.184 | 0.21335 | 0.41459 | 0.46621 | 0.39613 | 0.15551 | 0.84483 | 0.15854 | 0.09674 | 0.14737 | 0.21726
C_WND | WDA49 | 0.27895 | 0.25545 | 0.25409 | 0.53034 | 0.31033 | 0.22169 | 0.29744 | 0.69045 | 0.24625 | 0.80408 | 0.79604 | 0.33918
C_WND | WDA50 | 0.58885 | 0.45908 | 0.29681 | 0.34305 | 0.24565 | 0.24549 | 0.27269 | 0.37478 | 0.14348 | 0.20186 | 0.80702 | 0.79308
C_WND | WDA51 | 0.30817 | 0.45096 | 0.58102 | 0.47938 | 0.70995 | 0.84483 | 0.34451 | 0.50764 | 0.15628 | 0.17485 | 0.10263 | 0.39181
C_WND | WDA52 | 0.23245 | 0.27599 | 0.43217 | 0.3733 | 0.51746 | 0.52941 | 0.27579 | 0.27375 | 0.14808 | 0.17538 | 0.76604 | 0.15631
C_WND | WDA53 | 0.20779 | 0.31007 | 0.29389 | 0.6479 | 0.15708 | 0.4364 | 0.23492 | 0.37144 | 0.20488 | 0.21893 | 0.21003 | 0.36341
C_WND | WDA54 | 0.27918 | 0.26279 | 0.79248 | 0.21748 | 0.23431 | 0.47211 | 0.13422 | 0.68597 | 0.16558 | 0.14461 | 0.28162 | 0.25033
C_WND | WDA55 | 0.30961 | 0.42996 | 0.27216 | 0.33659 | 0.44001 | 0.56836 | 0.1759 | 0.32895 | 0.42933 | 0.074413 | 0.30722 | 0.14464
C_WND | WDA56 | 0.31441 | 0.2132 | 0.60188 | 0.54314 | 0.56467 | 0.56526 | 0.1024 | 0.274 | 0.24207 | 0.33783 | 0.17748 | 0.60998
C_WND | WDA57 | 0.57432 | 0.34035 | 0.54135 | 0.3635 | 0.40626 | 0.35397 | 0.33162 | 0.28627 | 0.16829 | 0.28526 | 0.32234 | 0.52728
C_WND | WDA58 | 0.13833 | 0.3141 | 0.29749 | 0.14005 | 0.44596 | 0.41519 | 0.14399 | 0.15819 | 0.2644 | 0.19279 | 0.26454 | 0.84483
C_WND | WDA59 | 0.36074 | 0.4942 | 0.49642 | 0.24622 | 0.59658 | 0.61712 | 0.11503 | 0.22872 | 0.19693 | 0.37747 | 0.74995 | 0.1962
C_WND | WDA60 | 0.84483 | 0.34924 | 0.17285 | 0.22925 | 0.29159 | 0.5282 | 0.18845 | 0.33058 | 0.12048 | 0.37178 | 0.56742 | 0.36625
C_WND | WDA61 | 0.56726 | 0.21207 | 0.23035 | 0.84483 | 0.33916 | 0.84483 | 0.09202 | 0.18687 | 0.33755 | 0.42482 | 0.61467 | 0.129
C_WND | WDA62 | 0.74272 | 0.43212 | 0.16856 | 0.6896 | 0.22035 | 0.3457 | 0.085445 | 0.32005 | 0.16402 | 0.23709 | 0.19857 | 0.24859
C_WND | WDA63 | 0.50796 | 0.57373 | 0.33311 | 0.29251 | 0.18772 | 0.22223 | 0.2968 | 0.68011 | 0.094815 | 0.31139 | 0.36381 | 0.11615
C_WND | WDA64 | 0.3913 | 0.41165 | 0.2206 | 0.32288 | 0.50337 | 0.61007 | 0.20226 | 0.33931 | 0.27761 | 0.32709 | 0.65029 | 0.25137
C_WND | WDA65 | 0.30416 | 0.26461 | 0.84483 | 0.28402 | 0.38075 | 0.49501 | 0.4416 | 0.5525 | 0.21533 | 0.54418 | 0.26375 | 0.33455
C_WND | WDA66 | 0.33185 | 0.67626 | 0.47855 | 0.29251 | 0.43222 | 0.40766 | 0.398 | 0.1197 | 0.15457 | 0.20734 | 0.21017 | 0.26871
C_WND | WDA67 | 0.69113 | 0.53191 | 0.53222 | 0.23983 | 0.46565 | 0.27926 | 0.12295 | 0.24583 | 0.52179 | 0.15636 | 0.11223 | 0.15595
C_WND | WDA68 | 0.51778 | 0.51874 | 0.22711 | 0.52978 | 0.43932 | 0.23002 | 0.14504 | 0.27733 | 0.25279 | 0.60389 | 0.53321 | 0.1391
C_WND | WDA69 | 0.20447 | 0.84483 | 0.29718 | 0.35958 | 0.84483 | 0.32097 | 0.11999 | 0.10231 | 0.26341 | 0.2333 | 0.48183 | 0.17216
C_WND | WDA70 | 0.82632 | 0.23812 | 0.39019 | 0.26705 | 0.62995 | 0.29409 | 0.14582 | 0.41045 | 0.17786 | 0.19264 | 0.25219 | 0.69509
C_WND | WDA71 | 0.29167 | 0.8156 | 0.23847 | 0.3202 | 0.39731 | 0.419 | 0.39364 | 0.36503 | 0.11875 | 0.22034 | 0.23107 | 0.24594
C_WND | WDA72 | 0.2154 | 0.50881 | 0.5329 | 0.49986 | 0.39748 | 0.29119 | 0.38531 | 0.38224 | 0.28942 | 0.26742 | 0.27498 | 0.27865
C_WND | WDA73 | 0.22023 | 0.66603 | 0.48439 | 0.50451 | 0.43194 | 0.14422 | 0.064238 | 0.25104 | 0.16592 | 0.25806 | 0.12353 | 0.57164
C_WND | WDA74 | 0.46886 | 0.29356 | 0.26476 | 0.48362 | 0.47192 | 0.62668 | 0.20206 | 0.20958 | 0.14918 | 0.37471 | 0.4475 | 0.30813
C_WND | WDA75 | 0.65269 | 0.66069 | 0.74394 | 0.56824 | 0.44364 | 0.34904 | 0.33414 | 0.13425 | 0.2726 | 0.25368 | 0.17033 | 0.6095
C_WND | WDA76 | 0.2438 | 0.613 | 0.62064 | 0.20976 | 0.43074 | 0.76543 | 0.59664 | 0.22244 | 0.16504 | 0.53473 | 0.62669 | 0.26219
C_WND | WDA77 | 0.30482 | 0.34968 | 0.35379 | 0.60732 | 0.66894 | 0.20829 | 0.15991 | 0.28257 | 0.27727 | 0.41699 | 0.27935 | 0.32417
C_WND | WDA78 | 0.41234 | 0.80762 | 0.32036 | 0.43323 | 0.4412 | 0.46198 | 0.13766 | 0.52222 | 0.18057 | 0.20043 | 0.26208 | 0.84483
C_WND | WDA79 | 0.15322 | 0.18293 | 0.47718 | 0.58374 | 0.41043 | 0.51095 | 0.2167 | 0.33252 | 0.15034 | 0.2159 | 0.32604 | 0.2262
C_WND | WDA80 | 0.30708 | 0.4116 | 0.46584 | 0.75898 | 0.37237 | 0.2896 | 0.31756 | 0.26007 | 0.30856 | 0.17424 | 0.39397 | 0.23081
C_WND | WDA81 | 0.30776 | 0.2915 | 0.3754 | 0.27648 | 0.20905 | 0.34932 | 0.39492 | 0.14243 | 0.18616 | 0.15108 | 0.14915 | 0.095694
C_WND | WDA82 | 0.6386 | 0.64424 | 0.28581 | 0.55665 | 0.39976 | 0.44632 | 0.45933 | 0.34258 | 0.26429 | 0.26203 | 0.38579 | 0.20067
C_WND | WDA83 | 0.2023 | 0.37267 | 0.49469 | 0.20621 | 0.49451 | 0.44587 | 0.28857 | 0.5128 | 0.065612 | 0.29978 | 0.21478 | 0.74582
C_WND | WDA84 | 0.56493 | 0.84483 | 0.42981 | 0.36829 | 0.25324 | 0.37389 | 0.15779 | 0.2001 | 0.17675 | 0.46434 | 0.59345 | 0.23921
C_WND | WDA85 | 0.84483 | 0.61101 | 0.45581 | 0.81846 | 0.43204 | 0.50635 | 0.22989 | 0.35381 | 0.31493 | 0.3214 | 0.24599 | 0.34998
C_WND | WDA86 | 0.34808 | 0.27987 | 0.395 | 0.21548 | 0.35694 | 0.26241 | 0.23839 | 0.14795 | 0.19573 | 0.23745 | 0.70118 | 0.29048
C_WND | WDA87 | 0.37112 | 0.40217 | 0.39658 | 0.40499 | 0.29755 | 0.28105 | 0.49876 | 0.21295 | 0.45798 | 0.37004 | 0.61685 | 0.22506
C_WND | WDA88 | 0.37307 | 0.26513 | 0.54249 | 0.20038 | 0.25229 | 0.48049 | 0.43325 | 0.84409 | 0.12494 | 0.33017 | 0.43487 | 0.1815
C_WND | WDA89 | 0.24457 | 0.4111 | 0.10532 | 0.40075 | 0.34202 | 0.3389 | 0.22196 | 0.11602 | 0.25332 | 0.27055 | 0.4044 | 0.4283
C_WND | WDA90 | 0.33101 | 0.70994 | 0.38961 | 0.10762 | 0.25119 | 0.29006 | 0.34234 | 0.80532 | 0.47432 | 0.33029 | 0.22056 | 0.47178
C_WND | WDA91 | 0.47753 | 0.23281 | 0.16428 | 0.13577 | 0.23133 | 0.23691 | 0.13961 | 0.51864 | 0.1683 | 0.29439 | 0.56225 | 0.20538
C_WND | WDA92 | 0.22648 | 0.31422 | 0.26279 | 0.5143 | 0.64509 | 0.56815 | 0.10769 | 0.28284 | 0.19094 | 0.1842 | 0.36422 | 0.72114
C_WND | WDA93 | 0.15151 | 0.68197 | 0.57047 | 0.5958 | 0.73705 | 0.24539 | 0.45554 | 0.84483 | 0.25026 | 0.4078 | 0.21286 | 0.83156
C_WND | WDA94 | 0.47095 | 0.25608 | 0.35126 | 0.41446 | 0.2959 | 0.82492 | 0.36481 | 0.23599 | 0.14085 | 0.1141 | 0.42618 | 0.3186
C_WND | WDA95 | 0.84483 | 0.2364 | 0.29946 | 0.61416 | 0.46378 | 0.58558 | 0.14642 | 0.22296 | 0.25493 | 0.11836 | 0.22519 | 0.3307
C_WND | WDA96 | 0.37524 | 0.30951 | 0.23639 | 0.47358 | 0.28004 | 0.34061 | 0.22688 | 0.32287 | 0.14158 | 0.4106 | 0.21421 | 0.70823
C_WND | WDA97 | 0.26659 | 0.28009 | 0.26831 | 0.20763 | 0.84483 | 0.25268 | 0.2142 | 0.18893 | 0.10126 | 0.22896 | 0.36576 | 0.25787
C_WND | WDA98 | 0.76767 | 0.30047 | 0.47391 | 0.18783 | 0.84483 | 0.54751 | 0.33552 | 0.22662 | 0.27469 | 0.19659 | 0.15753 | 0.43181
C_WND | WDA99 | 0.4518 | 0.14909 | 0.33348 | 0.1736 | 0.46226 | 0.31987 | 0.19439 | 0.5865 | 0.13441 | 0.2869 | 0.22795 | 0.36307
C_WND | WDA100 | 0.4326 | 0.35486 | 0.36488 | 0.80933 | 0.34529 | 0.78148 | 0.053021 | 0.78736 | 0.57247 | 0.23316 | 0.53081 | 0.37242
C_WND | WDA101 | 0.24799 | 0.71519 | 0.30844 | 0.75662 | 0.25807 | 0.39395 | 0.14761 | 0.30375 | 0.55427 | 0.16395 | 0.84483 | 0.54698
C_WND | WDA102 | 0.26196 | 0.30839 | 0.55321 | 0.49641 | 0.59206 | 0.26148 | 0.27823 | 0.1895 | 0.14227 | 0.11006 | 0.30134 | 0.40835
C_WND | WDA103 | 0.16567 | 0.31305 | 0.56879 | 0.27244 | 0.46472 | 0.46479 | 0.32145 | 0.33937 | 0.30901 | 0.19866 | 0.22763 | 0.31958
C_WND | WDA104 | 0.29522 | 0.34151 | 0.24545 | 0.41968 | 0.53245 | 0.60503 | 0.47886 | 0.36299 | 0.15411 | 0.67817 | 0.49963 | 0.23593
C_WND | WDA105 | 0.17075 | 0.41201 | 0.65077 | 0.2587 | 0.19303 | 0.2134 | 0.10129 | 0.35518 | 0.093962 | 0.21251 | 0.48074 | 0.23329
C_WND | WDA106 | 0.35631 | 0.78258 | 0.35562 | 0.34258 | 0.73323 | 0.39406 | 0.18401 | 0.19735 | 0.20831 | 0.41578 | 0.43235 | 0.54764
C_WND | WDA107 | 0.24257 | 0.34013 | 0.52365 | 0.18138 | 0.22815 | 0.61428 | 0.22269 | 0.1561 | 0.24858 | 0.54777 | 0.17827 | 0.15661
C_WND | WDA108 | 0.84483 | 0.35661 | 0.18404 | 0.32735 | 0.12186 | 0.25921 | 0.18258 | 0.26235 | 0.23101 | 0.42771 | 0.24521 | 0.4085
C_WND | WDA109 | 0.41045 | 0.33182 | 0.33567 | 0.48882 | 0.5933 | 0.27164 | 0.14687 | 0.50942 | 0.18004 | 0.34173 | 0.52324 | 0.15149
C_WND | WDA110 | 0.48437 | 0.15 | 0.23875 | 0.22287 | 0.32032 | 0.23266 | 0.3345 | 0.13748 | 0.12259 | 0.24221 | 0.34305 | 0.41775
C_WND | WDA111 | 0.8028 | 0.43941 | 0.47955 | 0.51043 | 0.84483 | 0.22733 | 0.27852 | 0.073149 | 0.11102 | 0.14299 | 0.82526 | 0.84483
C_WND | WDA112 | 0.5661 | 0.38409 | 0.76574 | 0.38499 | 0.33742 | 0.62735 | 0.10541 | 0.22278 | 0.21968 | 0.28843 | 0.1957 | 0.30969
C_WND | WDA113 | 0.34345 | 0.5671 | 0.39075 | 0.26996 | 0.41614 | 0.52896 | 0.075657 | 0.1047 | 0.17847 | 0.32621 | 0.49932 | 0.84483
C_WND | WDA114 | 0.53158 | 0.84483 | 0.13756 | 0.49496 | 0.25837 | 0.36067 | 0.17387 | 0.26632 | 0.14958 | 0.27448 | 0.14664 | 0.56159
C_WND | WDA115 | 0.51881 | 0.40266 | 0.27621 | 0.84483 | 0.83624 | 0.69141 | 0.20112 | 0.47062 | 0.26418 | 0.21386 | 0.50507 | 0.2348
C_WND | WDA116 | 0.31077 | 0.50308 | 0.19487 | 0.48368 | 0.25641 | 0.69526 | 0.19543 | 0.20581 | 0.24074 | 0.26276 | 0.37153 | 0.28601
C_WND | WDA117 | 0.35191 | 0.84483 | 0.64826 | 0.84483 | 0.24286 | 0.34348 | 0.28457 | 0.27545 | 0.14122 | 0.31644 | 0.22644 | 0.17694
C_WND | WDA118 | 0.79152 | 0.47936 | 0.48996 | 0.16561 | 0.53352 | 0.29882 | 0.20605 | 0.31397 | 0.16073 | 0.30491 | 0.32157 | 0.16459
C_WND | WDA119 | 0.15253 | 0.072792 | 0.627 | 0.33618 | 0.66003 | 0.25029 | 0.09874 | 0.18545 | 0.20458 | 0.24461 | 0.48231 | 0.19852
C_WND | WDA120 | 0.23076 | 0.57019 | 0.47388 | 0.21942 | 0.36934 | 0.43713 | 0.22283 | 0.45209 | 0.16855 | 0.50954 | 0.45135 | 0.41537
C_WND | WEA1 | 0.67936 | 0.41686 | 0.21548 | 0.17616 | 0.39781 | 0.73797 | 0.40742 | 0.42647 | 0.24782 | 0.60692 | 0.71308 | 0.14422
C_WND | WEA2 | 0.25969 | 0.25164 | 0.32499 | 0.15933 | 0.20229 | 0.35062 | 0.20085 | 0.35708 | 0.30334 | 0.4066 | 0.34109 | 0.47144
C_WND | WEA3 | 0.24692 | 0.30935 | 0.5131 | 0.24469 | 0.40612 | 0.67199 | 0.2776 | 0.66361 | 0.2097 | 0.30716 | 0.33871 | 0.52581
C_WND | WEA4 | 0.24911 | 0.14281 | 0.69361 | 0.1875 | 0.48142 | 0.81673 | 0.11575 | 0.20725 | 0.1596 | 0.16494 | 0.41432 | 0.16306
C_WND | WEA5 | 0.246 | 0.41561 | 0.80556 | 0.43713 | 0.28203 | 0.59478 | 0.16619 | 0.32539 | 0.16607 | 0.78323 | 0.32921 | 0.21949
C_WND | WEA6 | 0.13865 | 0.37021 | 0.26731 | 0.62592 | 0.40921 | 0.2861 | 0.21325 | 0.14187 | 0.24454 | 0.21079 | 0.69176 | 0.55455
C_WND | WEA7 | 0.32957 | 0.42331 | 0.26425 | 0.37748 | 0.29937 | 0.33124 | 0.24493 | 0.58001 | 0.23352 | 0.19108 | 0.81575 | 0.77189
C_WND | WEA8 | 0.326 | 0.3877 | 0.4633 | 0.37734 | 0.7164 | 0.63455 | 0.30783 | 0.53935 | 0.29355 | 0.15193 | 0.14763 | 0.32869
C_WND | WEA9 | 0.4847 | 0.20608 | 0.16576 | 0.29582 | 0.33677 | 0.44282 | 0.21231 | 0.84483 | 0.26959 | 0.32126 | 0.13686 | 0.45501
C_WND | WEA10 | 0.79988 | 0.080244 | 0.42595 | 0.3199 | 0.68833 | 0.35951 | 0.07977 | 0.65862 | 0.11503 | 0.20219 | 0.21352 | 0.23028
C_WND | WEA11 | 0.24356 | 0.40007 | 0.3839 | 0.30807 | 0.33272 | 0.24538 | 0.094808 | 0.19864 | 0.14605 | 0.32584 | 0.21599 | 0.31214
C_WND | WEA12 | 0.11953 | 0.17037 | 0.58345 | 0.57816 | 0.43565 | 0.18457 | 0.18192 | 0.28482 | 0.20651 | 0.45461 | 0.40573 | 0.35577
C_WND | WEA13 | 0.25304 | 0.13936 | 0.69421 | 0.65979 | 0.55486 | 0.44331 | 0.39376 | 0.25105 | 0.21921 | 0.28516 | 0.28797 | 0.4026
C_WND | WEA14 | 0.50495 | 0.25257 | 0.33148 | 0.23906 | 0.43744 | 0.29201 | 0.18551 | 0.42571 | 0.22804 | 0.3834 | 0.28862 | 0.71971
C_WND | WEA15 | 0.8013 | 0.23806 | 0.21949 | 0.4129 | 0.58064 | 0.31936 | 0.18869 | 0.20483 | 0.33089 | 0.44934 | 0.34276 | 0.25069
C_WND | WEA16 | 0.18443 | 0.1932 | 0.30927 | 0.5342 | 0.26693 | 0.44118 | 0.2854 | 0.3962 | 0.207 | 0.23501 | 0.48672 | 0.34789
C_WND | WEA17 | 0.31423 | 0.33771 | 0.30841 | 0.77345 | 0.51109 | 0.43046 | 0.14071 | 0.20875 | 0.11256 | 0.2987 | 0.38523 | 0.23812
C_WND | WEA18 | 0.57099 | 0.25042 | 0.16904 | 0.3971 | 0.39565 | 0.48033 | 0.26881 | 0.84483 | 0.25279 | 0.33939 | 0.48196 | 0.39675
C_WND | WEA19 | 0.31014 | 0.76948 | 0.19944 | 0.60991 | 0.25526 | 0.37743 | 0.62277 | 0.33139 | 0.10113 | 0.2301 | 0.57583 | 0.26553
C_WND | WEA20 | 0.3327 | 0.45044 | 0.71213 | 0.30996 | 0.84483 | 0.41587 | 0.27799 | 0.3893 | 0.12418 | 0.74667 | 0.18805 | 0.08578
C_WND | WEA21 | 0.36288 | 0.21296 | 0.54879 | 0.35102 | 0.84483 | 0.32146 | 0.162 | 0.32478 | 0.2388 | 0.24823 | 0.19216 | 0.42539
C_WND | WEA22 | 0.20202 | 0.15101 | 0.4162 | 0.30325 | 0.33799 | 0.34208 | 0.41172 | 0.46209 | 0.43408 | 0.21415 | 0.17764 | 0.18734
C_WND | WEA23 | 0.56437 | 0.66635 | 0.52361 | 0.75005 | 0.48454 | 0.72917 | 0.131 | 0.41371 | 0.31841 | 0.30578 | 0.35974 | 0.2869
C_WND | WEA24 | 0.4167 | 0.37269 | 0.66381 | 0.47234 | 0.30832 | 0.18362 | 0.20797 | 0.31706 | 0.16751 | 0.23189 | 0.27346 | 0.52361
C_WND | WEA25 | 0.35054 | 0.4641 | 0.2147 | 0.48972 | 0.53277 | 0.32925 | 0.41647 | 0.2529 | 0.21986 | 0.10772 | 0.32658 | 0.22096
C_WND | WEA26 | 0.39743 | 0.57661 | 0.84483 | 0.56327 | 0.2101 | 0.84483 | 0.53939 | 0.46026 | 0.21628 | 0.21086 | 0.33128 | 0.35466
C_WND | WEA27 | 0.37457 | 0.5508 | 0.48068 | 0.77818 | 0.58533 | 0.2233 | 0.19287 | 0.75231 | 0.10107 | 0.19553 | 0.20357 | 0.37077
C_WND | WEA28 | 0.49511 | 0.14662 | 0.39794 | 0.37441 | 0.84483 | 0.26891 | 0.41678 | 0.54486 | 0.28511 | 0.12185 | 0.47544 | 0.47044
C_WND | WEA29 | 0.4849 | 0.26959 | 0.28327 | 0.13094 | 0.23473 | 0.58686 | 0.1272 | 0.20428 | 0.10357 | 0.3622 | 0.28989 | 0.84483
C_WND | WEA30 | 0.32731 | 0.30311 | 0.30042 | 0.27971 | 0.79493 | 0.17246 | 0.13978 | 0.12814 | 0.25629 | 0.22954 | 0.26696 | 0.27749
C_WND | WEA31 | 0.31036 | 0.60764 | 0.58339 | 0.40614 | 0.4079 | 0.4232 | 0.3577 | 0.33257 | 0.1502 | 0.30167 | 0.3541 | 0.30384
C_WND | WEA32 | 0.4594 | 0.28843 | 0.29046 | 0.30556 | 0.22752 | 0.38024 | 0.42601 | 0.43565 | 0.24671 | 0.25442 | 0.73274 | 0.50559
C_WND | WEA33 | 0.84483 | 0.36281 | 0.25843 | 0.84483 | 0.45295 | 0.58586 | 0.34548 | 0.49221 | 0.34255 | 0.18791 | 0.28319 | 0.15584
C_WND | WEA34 | 0.39417 | 0.28266 | 0.2684 | 0.6603 | 0.53471 | 0.50736 | 0.30364 | 0.57626 | 0.37777 | 0.13954 | 0.52886 | 0.12868
C_WND | WEA35 | 0.65277 | 0.28236 | 0.36958 | 0.16958 | 0.38291 | 0.63835 | 0.16031 | 0.19362 | 0.21449 | 0.84483 | 0.32662 | 0.22806
C_WND | WEA36 | 0.27278 | 0.31817 | 0.20099 | 0.44006 | 0.69085 | 0.74436 | 0.19556 | 0.33193 | 0.11149 | 0.11181 | 0.27313 | 0.060525
C_WND | WEA37 | 0.29508 | 0.32367 | 0.15024 | 0.4279 | 0.297 | 0.1969 | 0.25387 | 0.84483 | 0.23057 | 0.54019 | 0.47206 | 0.36232
C_WND | WEA38 | 0.15338 | 0.28341 | 0.61626 | 0.39358 | 0.58731 | 0.20677 | 0.40082 | 0.26583 | 0.24451 | 0.71945 | 0.30528 | 0.26195
C_WND | WEA39 | 0.3509 | 0.47999 | 0.22514 | 0.24594 | 0.52743 | 0.44354 | 0.15548 | 0.23786 | 0.23965 | 0.31397 | 0.34256 | 0.29074
C_WND | WEA40 | 0.47905 | 0.25967 | 0.52414 | 0.51168 | 0.50434 | 0.50453 | 0.10635 | 0.095791 | 0.20893 | 0.29025 | 0.15042 | 0.37748
C_WND | WEA41 | 0.29137 | 0.45788 | 0.1713 | 0.4426 | 0.12903 | 0.42067 | 0.32858 | 0.22878 | 0.18173 | 0.36915 | 0.41164 | 0.19091
C_WND | WEA42 | 0.6698 | 0.553 | 0.40547 | 0.51476 | 0.54343 | 0.84483 | 0.17129 | 0.16228 | 0.1142 | 0.18576 | 0.33596 | 0.56175
C_WND | WEA43 | 0.54695 | 0.49019 | 0.29952 | 0.70838 | 0.49115 | 0.79292 | 0.40225 | 0.53166 | 0.15857 | 0.33359 | 0.34478 | 0.38251
C_WND | WEA44 | 0.23048 | 0.21553 | 0.33457 | 0.19911 | 0.52745 | 0.25335 | 0.49527 | 0.38004 | 0.45329 | 0.37698 | 0.32936 | 0.37528
C_WND | WEA45 | 0.35412 | 0.83774 | 0.27402 | 0.39126 | 0.39758 | 0.31246 | 0.37972 | 0.41279 | 0.25123 | 0.19308 | 0.28212 | 0.54693
C_WND | WEA46 | 0.41501 | 0.39688 | 0.29273 | 0.83592 | 0.76681 | 0.38774 | 0.22686 | 0.84483 | 0.45696 | 0.266 | 0.44994 | 0.39278
C_WND | WEA47 | 0.20388 | 0.22109 | 0.42539 | 0.21577 | 0.46809 | 0.29264 | 0.27935 | 0.80414 | 0.25705 | 0.22866 | 0.28919 | 0.38621
C_WND | WEA48 | 0.15922 | 0.30265 | 0.47975 | 0.4394 | 0.40688 | 0.62198 | 0.31019 | 0.24073 | 0.38259 | 0.35393 | 0.27389 | 0.3468
C_WND | WDB1 | 0.12762 | 0.5481 | 0.42661 | 0.30086 | 0.37433 | 0.36315 | 0.20081 | 0.16705 | 0.12925 | 0.13704 | 0.14301 | 0.2745
C_WND | WDB2 | 0.60726 | 0.23726 | 0.16016 | 0.64363 | 0.23853 | 0.2211 | 0.33201 | 0.32819 | 0.11004 | 0.22761 | 0.35572 | 0.20593
C_WND | WDB3 | 0.31489 | 0.18007 | 0.52692 | 0.4192 | 0.43201 | 0.47747 | 0.12341 | 0.33057 | 0.11773 | 0.21277 | 0.35435 | 0.58924
C_WND | WDB4 | 0.21537 | 0.37211 | 0.21 | 0.26875 | 0.15703 | 0.34863 | 0.40694 | 0.095962 | 0.12321 | 0.44564 | 0.40071 | 0.41342
C_WND | WDB5 | 0.18957 | 0.21375 | 0.49481 | 0.70363 | 0.55076 | 0.78224 | 0.12842 | 0.2915 | 0.09816 | 0.21661 | 0.2999 | 0.71364
C_WND | WDB6 | 0.84483 | 0.46407 | 0.42736 | 0.39945 | 0.63061 | 0.74115 | 0.42536 | 0.12848 | 0.50139 | 0.22993 | 0.35597 | 0.16113
C_WND | WDB7 | 0.15107 | 0.35508 | 0.43325 | 0.29715 | 0.45558 | 0.55467 | 0.2001 | 0.13377 | 0.079301 | 0.33729 | 0.26844 | 0.1899
C_WND | WDB8 | 0.20411 | 0.13316 | 0.23524 | 0.34912 | 0.26301 | 0.26884 | 0.43677 | 0.59066 | 0.13717 | 0.11282 | 0.46485 | 0.14825
C_WND | WDB9 | 0.34577 | 0.43097 | 0.55278 | 0.84483 | 0.14028 | 0.45467 | 0.84384 | 0.21757 | 0.33068 | 0.28314 | 0.38299 | 0.36855
C_WND | WDB10 | 0.24807 | 0.26385 | 0.16691 | 0.54036 | 0.2526 | 0.73257 | 0.4894 | 0.19727 | 0.22366 | 0.084499 | 0.13967 | 0.23599
C_WND | WDB11 | 0.46689 | 0.80906 | 0.25331 | 0.32323 | 0.62417 | 0.73625 | 0.50002 | 0.84483 | 0.12787 | 0.18824 | 0.26743 | 0.25691
C_WND | WDB12 | 0.31651 | 0.27589 | 0.13834 | 0.50223 | 0.48411 | 0.41847 | 0.11347 | 0.2665 | 0.17889 | 0.32795 | 0.50395 | 0.23711
C_WND | WDB13 | 0.49743 | 0.45255 | 0.81968 | 0.84483 | 0.36661 | 0.5425 | 0.51738 | 0.84483 | 0.32741 | 0.37338 | 0.23453 | 0.23183
C_WND | WDB14 | 0.56219 | 0.30422 | 0.37357 | 0.57284 | 0.14975 | 0.62485 | 0.33353 | 0.52118 | 0.24424 | 0.52939 | 0.20507 | 0.70858
C_WND | WDB15 | 0.4033 | 0.29964 | 0.22206 | 0.15274 | 0.36604 | 0.84483 | 0.25256 | 0.28022 | 0.19828 | 0.33011 | 0.17919 | 0.53904
C_WND | WDB16 | 0.79746 | 0.47899 | 0.46983 | 0.43464 | 0.47802 | 0.40557 | 0.41443 | 0.63021 | 0.098283 | 0.30819 | 0.62138 | 0.84483
C_WND | WDB17 | 0.16628 | 0.16648 | 0.60074 | 0.32646 | 0.42112 | 0.71089 | 0.12931 | 0.43037 | 0.19188 | 0.19411 | 0.24002 | 0.69693
C_WND | WDB18 | 0.46971 | 0.08014 | 0.22962 | 0.3526 | 0.33503 | 0.40596 | 0.33273 | 0.17919 | 0.076562 | 0.35817 | 0.38678 | 0.45895
C_WND | WDB19 | 0.26731 | 0.23927 | 0.30687 | 0.3783 | 0.4764 | 0.28047 | 0.3626 | 0.58305 | 0.21816 | 0.22028 | 0.383 | 0.40456
C_WND | WDB20 | 0.11841 | 0.59793 | 0.23719 | 0.14927 | 0.18348 | 0.42499 | 0.10558 | 0.30313 | 0.67804 | 0.23575 | 0.45112 | 0.2435
C_WND | WDB21 | 0.09757 | 0.27268 | 0.24726 | 0.17071 | 0.49025 | 0.48867 | 0.25596 | 0.30677 | 0.13515 | 0.45867 | 0.60128 | 0.16288
C_WND | WDB22 | 0.31853 | 0.40959 | 0.14895 | 0.70678 | 0.57593 | 0.49165 | 0.13816 | 0.18537 | 0.099613 | 0.37584 | 0.50289 | 0.63138
C_WND | WDB23 | 0.76887 | 0.28632 | 0.2818 | 0.58088 | 0.63892 | 0.40215 | 0.24118 | 0.19431 | 0.30103 | 0.16366 | 0.57584 | 0.15051
C_WND | WDB24 | 0.26205 | 0.84483 | 0.24253 | 0.76201 | 0.29813 | 0.57179 | 0.41953 | 0.22861 | 0.20368 | 0.61269 | 0.82372 | 0.26123
C_WND | WDB25 | 0.097653 | 0.14494 | 0.1363 | 0.3238 | 0.56804 | 0.5363 | 0.12565 | 0.10639 | 0.16284 | 0.20135 | 0.30271 | 0.72644
C_WND | WDB26 | 0.35296 | 0.31057 | 0.62016 | 0.4341 | 0.30445 | 0.35519 | 0.30783 | 0.29345 | 0.11906 | 0.4586 | 0.46401 | 0.422
C_WND | WDB27 | 0.28551 | 0.41405 | 0.54406 | 0.24165 | 0.29854 | 0.84483 | 0.61544 | 0.47323 | 0.13215 | 0.28015 | 0.45619 | 0.18537
C_WND | WDB28 | 0.3976 | 0.21276 | 0.53832 | 0.559 | 0.58956 | 0.20932 | 0.22226 | 0.4817 | 0.21331 | 0.43547 | 0.22535 | 0.37516
C_WND | WDB29 | 0.30476 | 0.35574 | 0.19495 | 0.23946 | 0.4956 | 0.44219 | 0.21807 | 0.46114 | 0.11966 | 0.37039 | 0.2637 | 0.33834
C_WND | WDB30 | 0.37995 | 0.22122 | 0.30085 | 0.18184 | 0.3585 | 0.84483 | 0.30566 | 0.26296 | 0.16956 | 0.38606 | 0.38229 | 0.26282
C_WND | WDB31 | 0.48253 | 0.32675 | 0.4284 | 0.23187 | 0.57537 | 0.59067 | 0.25491 | 0.23589 | 0.3412 | 0.26891 | 0.1551 | 0.3752
C_WND | WDB32 | 0.32816 | 0.54195 | 0.6169 | 0.48729 | 0.72311 | 0.31343 | 0.21875 | 0.33734 | 0.14607 | 0.16903 | 0.12295 | 0.65266
C_WND | WDB33 | 0.71225 | 0.42966 | 0.42027 | 0.50335 | 0.26554 | 0.54001 | 0.23345 | 0.52314 | 0.19098 | 0.21068 | 0.23468 | 0.23062
C_WND | WDB34 | 0.17607 | 0.32131 | 0.33995 | 0.32019 | 0.32292 | 0.28946 | 0.16868 | 0.59677 | 0.12017 | 0.32013 | 0.22264 | 0.18142
C_WND | WDB35 | 0.49208 | 0.23436 | 0.80056 | 0.24517 | 0.36793 | 0.83775 | 0.14529 | 0.32865 | 0.1022 | 0.17196 | 0.2729 | 0.43993
C_WND | WDB36 | 0.31447 | 0.17106 | 0.25517 | 0.33283 | 0.84116 | 0.84483 | 0.31289 | 0.43248 | 0.5118 | 0.1168 | 0.21673 | 0.36883
C_WND | WDB37 | 0.63643 | 0.13705 | 0.28499 | 0.74592 | 0.35628 | 0.84483 | 0.50017 | 0.35618 | 0.10907 | 0.64412 | 0.4701 | 0.30552
C_WND | WDB38 | 0.34003 | 0.63148 | 0.83009 | 0.3573 | 0.68312 | 0.4754 | 0.49396 | 0.32496 | 0.36345 | 0.1103 | 0.27102 | 0.29396
C_WND | WDB39 | 0.32381 | 0.40823 | 0.42798 | 0.17774 | 0.35129 | 0.3177 | 0.42396 | 0.40277 | 0.19656 | 0.4096 | 0.63388 | 0.70257
C_WND | WDB40 | 0.33379 | 0.54775 | 0.84483 | 0.79071 | 0.27615 | 0.1954 | 0.12301 | 0.52052 | 0.24119 | 0.47522 | 0.28292 | 0.77237
C_WND | WDB41 | 0.65856 | 0.27681 | 0.11807 | 0.31407 | 0.17826 | 0.84483 | 0.29853 | 0.20564 | 0.44919 | 0.15647 | 0.29635 | 0.14795
C_WND | WDB42 | 0.45987 | 0.2291 | 0.35058 | 0.61571 | 0.77333 | 0.48188 | 0.28108 | 0.44354 | 0.21413 | 0.17637 | 0.45254 | 0.18113
C_WND | WDB43 | 0.28942 | 0.27558 | 0.43355 | 0.57495 | 0.40406 | 0.49107 | 0.10069 | 0.51093 | 0.12005 | 0.42466 | 0.2941 | 0.84483
C_WND | WDB44 | 0.44074 | 0.28655 | 0.59667 | 0.34514 | 0.2936 | 0.48962 | 0.17479 | 0.41686 | 0.30293 | 0.39994 | 0.3783 | 0.76019
C_WND | WDB45 | 0.42082 | 0.41072 | 0.84483 | 0.56975 | 0.41452 | 0.66971 | 0.20939 | 0.39598 | 0.30557 | 0.11179 | 0.21104 | 0.24661
C_WND | WDB46 | 0.13802 | 0.1234 | 0.25931 | 0.84483 | 0.84483 | 0.79359 | 0.18888 | 0.24749 | 0.15564 | 0.28138 | 0.28354 | 0.67646
C_WND | WDB47 | 0.30092 | 0.8321 | 0.51818 | 0.39338 | 0.37331 | 0.57952 | 0.27164 | 0.16913 | 0.13618 | 0.34671 | 0.40847 | 0.28084
C_WND | WDB48 | 0.31192 | 0.28878 | 0.2879 | 0.7238 | 0.56147 | 0.3573 | 0.17382 | 0.22148 | 0.27726 | 0.40722 | 0.22017 | 0.15329
C_WND | WDB49 | 0.33831 | 0.35892 | 0.36994 | 0.10527 | 0.265 | 0.73534 | 0.16271 | 0.18098 | 0.23358 | 0.13701 | 0.32469 | 0.58954
C_WND | WDB50 | 0.11598 | 0.19582 | 0.3369 | 0.46589 | 0.72417 | 0.31617 | 0.26626 | 0.46342 | 0.18526 | 0.25663 | 0.43217 | 0.3991
C_WND | WDB51 | 0.12618 | 0.1614 | 0.26301 | 0.34148 | 0.45905 | 0.60714 | 0.23103 | 0.2209 | 0.099127 | 0.18816 | 0.56661 | 0.40053
C_WND | WDB52 | 0.28726 | 0.61956 | 0.32677 | 0.84483 | 0.84483 | 0.25961 | 0.31696 | 0.73349 | 0.34386 | 0.39596 | 0.10455 | 0.49339
C_WND | WDB53 | 0.42061 | 0.62738 | 0.26546 | 0.15505 | 0.27325 | 0.82218 | 0.22594 | 0.13458 | 0.24558 | 0.19772 | 0.2479 | 0.37265
C_WND | WDB54 | 0.48691 | 0.84483 | 0.12312 | 0.46247 | 0.51997 | 0.31538 | 0.40938 | 0.29108 | 0.27667 | 0.11415 | 0.20227 | 0.29045
C_WND | WDB55 | 0.35969 | 0.47212 | 0.49117 | 0.39152 | 0.84483 | 0.67472 | 0.41909 | 0.16198 | 0.38325 | 0.42866 | 0.21603 | 0.40617
C_WND | WDB56 | 0.67311 | 0.41064 | 0.76787 | 0.84483 | 0.30838 | 0.84483 | 0.40066 | 0.25863 | 0.2272 | 0.39043 | 0.56505 | 0.249
C_WND | WDB57 | 0.43598 | 0.17509 | 0.23471 | 0.36657 | 0.2656 | 0.84483 | 0.25104 | 0.16516 | 0.12618 | 0.093915 | 0.36491 | 0.21578
C_WND | WDB58 | 0.54264 | 0.24175 | 0.18751 | 0.84483 | 0.43506 | 0.62676 | 0.26 | 0.41104 | 0.15728 | 0.57339 | 0.31389 | 0.21739
C_WND | WDB59 | 0.15333 | 0.72436 | 0.28642 | 0.38004 | 0.84483 | 0.67808 | 0.22487 | 0.62915 | 0.22428 | 0.24655 | 0.44854 | 0.13956
C_WND | WDB60 | 0.6764 | 0.56299 | 0.14708 | 0.81674 | 0.4735 | 0.2084 | 0.35995 | 0.47166 | 0.25454 | 0.48039 | 0.39838 | 0.33645
C_WND | WDB61 | 0.6701 | 0.42756 | 0.3465 | 0.61894 | 0.36829 | 0.46142 | 0.26269 | 0.33557 | 0.26449 | 0.22526 | 0.17366 | 0.37049
C_WND | WDB62 | 0.36114 | 0.3875 | 0.26237 | 0.70348 | 0.6314 | 0.26307 | 0.10954 | 0.26377 | 0.25699 | 0.090353 | 0.16675 | 0.27697
C_WND | WDB63 | 0.31064 | 0.50078 | 0.36933 | 0.22745 | 0.35153 | 0.79292 | 0.13201 | 0.7358 | 0.40098 | 0.17688 | 0.43619 | 0.72472
C_WND | WDB64 | 0.17837 | 0.47866 | 0.41438 | 0.37746 | 0.84483 | 0.43635 | 0.3061 | 0.10457 | 0.50191 | 0.20055 | 0.17541 | 0.68189
C_WND | WDB65 | 0.18823 | 0.25647 | 0.45426 | 0.84483 | 0.60953 | 0.35165 | 0.2066 | 0.70199 | 0.39721 | 0.21277 | 0.41501 | 0.38175
C_WND | WDB66 | 0.13583 | 0.22615 | 0.75851 | 0.29899 | 0.66837 | 0.37551 | 0.19135 | 0.32759 | 0.15621 | 0.40416 | 0.42841 | 0.50206
C_WND | WDB67 | 0.37052 | 0.31178 | 0.33407 | 0.652 | 0.27555 | 0.17785 | 0.31459 | 0.22129 | 0.27754 | 0.43663 | 0.11193 | 0.49316
C_WND | WDB68 | 0.23164 | 0.23904 | 0.3456 | 0.84483 | 0.4994 | 0.72254 | 0.84483 | 0.18139 | 0.23059 | 0.21791 | 0.2645 | 0.3886
C_WND | WDB69 | 0.25192 | 0.28902 | 0.83382 | 0.84483 | 0.28378 | 0.35036 | 0.29747 | 0.094681 | 0.22461 | 0.44286 | 0.26539 | 0.29641
C_WND | WDB70 | 0.32515 | 0.37288 | 0.41297 | 0.18856 | 0.32823 | 0.59964 | 0.29173 | 0.52058 | 0.22571 | 0.12283 | 0.21346 | 0.32297
C_WND | WDB71 | 0.2977 | 0.27694 | 0.27676 | 0.49897 | 0.49748 | 0.44166 | 0.40489 | 0.17928 | 0.12594 | 0.40875 | 0.17515 | 0.10665
C_WND | WDB72 | 0.40429 | 0.27357 | 0.18635 | 0.31387 | 0.3023 | 0.68063 | 0.34162 | 0.66212 | 0.77267 | 0.68156 | 0.18803 | 0.36117
C_WND | WDB73 | 0.57125 | 0.19161 | 0.39465 | 0.19877 | 0.44064 | 0.55823 | 0.14204 | 0.53306 | 0.27749 | 0.48166 | 0.12399 | 0.21015
C_WND | WDB74 | 0.38986 | 0.26216 | 0.20269 | 0.38781 | 0.39762 | 0.15356 | 0.24249 | 0.27298 | 0.16578 | 0.26835 | 0.20912 | 0.5027
C_WND | WDB75 | 0.47144 | 0.53677 | 0.58847 | 0.29061 | 0.34137 | 0.39067 | 0.11241 | 0.14698 | 0.11237 | 0.092377 | 0.14985 | 0.23836
C_WND | WDB76 | 0.3583 | 0.33478 | 0.56613 | 0.84483 | 0.44397 | 0.28786 | 0.31176 | 0.12347 | 0.21349 | 0.3738 | 0.34958 | 0.095631
C_WND | WDB77 | 0.1443 | 0.28988 | 0.22283 | 0.39686 | 0.29063 | 0.35985 | 0.34379 | 0.33461 | 0.36922 | 0.21724 | 0.31729 | 0.49097
C_WND | WDB78 | 0.3133 | 0.29834 | 0.39253 | 0.19903 | 0.21011 | 0.63636 | 0.22441 | 0.50587 | 0.16653 | 0.091081 | 0.84483 | 0.5488
C_WND | WDB79 | 0.71702 | 0.1585 | 0.27035 | 0.84483 | 0.53088 | 0.59701 | 0.15758 | 0.32781 | 0.25368 | 0.21336 | 0.15095 | 0.15154
C_WND | WDB80 | 0.26076 | 0.2644 | 0.65714 | 0.51837 | 0.42491 | 0.52432 | 0.27985 | 0.46248 | 0.1064 | 0.28783 | 0.39268 | 0.62935
C_WND | WDB81 | 0.37669 | 0.17821 | 0.71627 | 0.84483 | 0.79584 | 0.31462 | 0.10108 | 0.5346 | 0.083809 | 0.3324 | 0.39896 | 0.516
C_WND | WDB82 | 0.84483 | 0.12269 | 0.42504 | 0.4376 | 0.25291 | 0.462 | 0.50115 | 0.41647 | 0.21514 | 0.32242 | 0.38056 | 0.29724
C_WND | WDB83 | 0.3988 | 0.27993 | 0.84483 | 0.8125 | 0.5724 | 0.3016 | 0.26733 | 0.62235 | 0.10903 | 0.33985 | 0.19127 | 0.30376
C_WND | WDB84 | 0.21292 | 0.55011 | 0.76862 | 0.36396 | 0.22549 | 0.62098 | 0.057276 | 0.22122 | 0.19064 | 0.34371 | 0.36499 | 0.45827
C_WND | WDB85 | 0.25105 | 0.17627 | 0.2385 | 0.42349 | 0.34122 | 0.19896 | 0.24438 | 0.11707 | 0.17173 | 0.29878 | 0.16764 | 0.52731
C_WND | WDB86 | 0.58504 | 0.59544 | 0.27503 | 0.44677 | 0.34807 | 0.16282 | 0.23854 | 0.35124 | 0.18706 | 0.45137 | 0.26188 | 0.31073
C_WND | WDB87 | 0.834 | 0.16472 | 0.35345 | 0.53 | 0.47585 | 0.2248 | 0.35746 | 0.19838 | 0.39448 | 0.22944 | 0.10339 | 0.22332
C_WND | WDB88 | 0.31604 | 0.33089 | 0.45848 | 0.42539 | 0.21137 | 0.62339 | 0.15702 | 0.17649 | 0.20488 | 0.18848 | 0.43515 | 0.30586
C_WND | WDB89 | 0.32834 | 0.27115 | 0.67908 | 0.83558 | 0.27658 | 0.84483 | 0.29324 | 0.13974 | 0.15643 | 0.34587 | 0.21712 | 0.28933
C_WND | WDB90 | 0.18076 | 0.39892 | 0.39347 | 0.34522 | 0.38315 | 0.26567 | 0.15411 | 0.16671 | 0.31086 | 0.49956 | 0.56103 | 0.40872
C_WND | WDB91 | 0.30926 | 0.3208 | 0.37518 | 0.25452 | 0.50441 | 0.39745 | 0.17254 | 0.39631 | 0.24074 | 0.16248 | 0.12526 | 0.32574
C_WND | WDB92 | 0.59523 | 0.25862 | 0.42711 | 0.29829 | 0.21062 | 0.31561 | 0.13302 | 0.23357 | 0.14927 | 0.27491 | 0.12492 | 0.26336
C_WND | WDB93 | 0.27214 | 0.40548 | 0.32318 | 0.181 | 0.29977 | 0.57596 | 0.43427 | 0.42682 | 0.18299 | 0.56816 | 0.21018 | 0.6047
C_WND | WDB94 | 0.14733 | 0.1446 | 0.35648 | 0.74512 | 0.45274 | 0.40828 | 0.1356 | 0.67975 | 0.10897 | 0.30897 | 0.31398 | 0.3928
C_WND | WDB95 | 0.29432 | 0.22049 | 0.26625 | 0.20206 | 0.43272 | 0.81144 | 0.14932 | 0.41798 | 0.20997 | 0.84483 | 0.42215 | 0.19375
C_WND | WDB96 | 0.3979 | 0.25354 | 0.36697 | 0.59775 | 0.32142 | 0.20225 | 0.84483 | 0.25812 | 0.40668 | 0.40018 | 0.2348 | 0.28092
C_WND | WDB97 | 0.26965 | 0.37706 | 0.38133 | 0.71125 | 0.62608 | 0.32049 | 0.38715 | 0.19807 | 0.21974 | 0.077686 | 0.25489 | 0.28502
C_WND | WDB98 | 0.39326 | 0.75701 | 0.23681 | 0.84483 | 0.30801 | 0.37304 | 0.32262 | 0.34629 | 0.27251 | 0.30476 | 0.23868 | 0.20348
C_WND | WDB99 | 0.4083 | 0.34774 | 0.52146 | 0.84483 | 0.43159 | 0.55032 | 0.16658 | 0.19939 | 0.33874 | 0.14668 | 0.23913 | 0.40792
C_WND | WDB100 | 0.27459 | 0.28087 | 0.355 | 0.42814 | 0.2031 | 0.47978 | 0.22385 | 0.66793 | 0.45236 | 0.25812 | 0.27839 | 0.38269
C_WND | WDB101 | 0.57599 | 0.53786 | 0.38065 | 0.63395 | 0.32979 | 0.34306 | 0.23566 | 0.35065 | 0.27863 | 0.25599 | 0.28399 | 0.22904
C_WND | WDB102 | 0.52569 | 0.27018 | 0.84483 | 0.46106 | 0.41176 | 0.29611 | 0.37138 | 0.31046 | 0.25521 | 0.84483 | 0.37809 | 0.4265
C_WND | WDB103 | 0.24195 | 0.25606 | 0.5368 | 0.18284 | 0.16775 | 0.2537 | 0.14728 | 0.15183 | 0.073377 | 0.21408 | 0.2249 | 0.72734
C_WND | WDB104 | 0.84483 | 0.27367 | 0.65704 | 0.74001 | 0.34215 | 0.20635 | 0.25424 | 0.83021 | 0.68483 | 0.6203 | 0.41671 | 0.57899
C_WND | WDB105 | 0.5415 | 0.34152 | 0.40214 | 0.60351 | 0.84483 | 0.84483 | 0.74649 | 0.68131 | 0.20086 | 0.26935 | 0.84483 | 0.24862
C_WND | WDB106 | 0.29953 | 0.45378 | 0.53118 | 0.3521 | 0.53235 | 0.55453 | 0.24706 | 0.2418 | 0.25804 | 0.19788 | 0.32433 | 0.14044
C_WND | WDB107 | 0.26238 | 0.7625 | 0.65487 | 0.68581 | 0.22843 | 0.26394 | 0.25693 | 0.36845 | 0.33326 | 0.39 | 0.184 | 0.20647
C_WND | WDB108 | 0.44081 | 0.56724 | 0.33059 | 0.68973 | 0.3495 | 0.58575 | 0.16269 | 0.24782 | 0.18337 | 0.14675 | 0.39034 | 0.4211
C_WND | WDB109 | 0.38274 | 0.34297 | 0.13649 | 0.28624 | 0.81483 | 0.48729 | 0.13514 | 0.29135 | 0.18092 | 0.18365 | 0.38363 | 0.36016
C_WND | WDB110 | 0.34699 | 0.66572 | 0.30615 | 0.60248 | 0.53967 | 0.37331 | 0.33372 | 0.28344 | 0.21213 | 0.27524 | 0.30808 | 0.30705
C_WND | WDB111 | 0.3671 | 0.45298 | 0.44819 | 0.6647 | 0.64141 | 0.73148 | 0.16356 | 0.24881 | 0.48584 | 0.61734 | 0.63813 | 0.59619
C_WND | WDB112 | 0.74466 | 0.22374 | 0.39278 | 0.54902 | 0.3302 | 0.28998 | 0.2696 | 0.18635 | 0.53418 | 0.18506 | 0.1256 | 0.37195
C_WND | WDB113 | 0.66234 | 0.21665 | 0.21963 | 0.28116 | 0.38778 | 0.52871 | 0.17842 | 0.51416 | 0.12633 | 0.34508 | 0.20205 | 0.29877
C_WND | WDB114 | 0.38135 | 0.18381 | 0.652 | 0.21088 | 0.31043 | 0.53545 | 0.12488 | 0.45036 | 0.33353 | 0.5322 | 0.23338 | 0.34612
C_WND | WDB115 | 0.80023 | 0.23931 | 0.40669 | 0.22263 | 0.42548 | 0.84483 | 0.18283 | 0.21214 | 0.23104 | 0.35019 | 0.27573 | 0.15608
C_WND | WDB116 | 0.62558 | 0.17562 | 0.23669 | 0.1686 | 0.12081 | 0.29226 | 0.26031 | 0.46244 | 0.14799 | 0.48491 | 0.56354 | 0.05805
C_WND | WDB117 | 0.5259 | 0.19205 | 0.45393 | 0.19458 | 0.84483 | 0.38995 | 0.27932 | 0.82323 | 0.10614 | 0.61884 | 0.33091 | 0.38317
C_WND | WDB118 | 0.80451 | 0.51244 | 0.46104 | 0.70966 | 0.76474 | 0.53616 | 0.24333 | 0.33347 | 0.37538 | 0.62177 | 0.25703 | 0.59391
C_WND | WDB119 | 0.37626 | 0.34798 | 0.45588 | 0.54906 | 0.84483 | 0.41133 | 0.26073 | 0.27327 | 0.12538 | 0.30306 | 0.51296 | 0.84483
C_WND | WDB120 | 0.84483 | 0.42715 | 0.62739 | 0.35513 | 0.24449 | 0.58411 | 0.22046 | 0.27261 | 0.2087 | 0.2472 | 0.24027 | 0.39694
C_WND | WEB1 | 0.23779 | 0.49869 | 0.68216 | 0.51053 | 0.38315 | 0.72578 | 0.38578 | 0.32187 | 0.31389 | 0.35625 | 0.84483 | 0.37244
C_WND | WEB2 | 0.43761 | 0.43011 | 0.21055 | 0.48987 | 0.69541 | 0.59793 | 0.43696 | 0.28772 | 0.16798 | 0.4381 | 0.18563 | 0.23307
C_WND | WEB3 | 0.60279 | 0.54597 | 0.17372 | 0.24279 | 0.4261 | 0.51783 | 0.17625 | 0.84483 | 0.25102 | 0.2121 | 0.24591 | 0.15041
C_WND | WEB4 | 0.28969 | 0.24899 | 0.41804 | 0.3192 | 0.42087 | 0.42738 | 0.2148 | 0.26805 | 0.21987 | 0.22895 | 0.10181 | 0.27968
C_WND | WEB5 | 0.33463 | 0.5484 | 0.4702 | 0.42723 | 0.76564 | 0.4462 | 0.1773 | 0.25377 | 0.27393 | 0.38561 | 0.10877 | 0.43246
C_WND | WEB6 | 0.32918 | 0.31606 | 0.32954 | 0.24665 | 0.29621 | 0.82687 | 0.57259 | 0.2111 | 0.27264 | 0.84483 | 0.20075 | 0.19549
C_WND | WEB7 | 0.64771 | 0.24535 | 0.40641 | 0.63968 | 0.24818 | 0.66685 | 0.34296 | 0.64818 | 0.14402 | 0.22913 | 0.16912 | 0.18299
C_WND | WEB8 | 0.48631 | 0.44723 | 0.84483 | 0.36462 | 0.28068 | 0.84483 | 0.12883 | 0.22229 | 0.44113 | 0.323 | 0.31829 | 0.24684
C_WND | WEB9 | 0.30203 | 0.16143 | 0.83752 | 0.45411 | 0.38044 | 0.43424 | 0.16396 | 0.64817 | 0.22623 | 0.13339 | 0.53958 | 0.35323
C_WND | WEB10 | 0.48412 | 0.44673 | 0.14147 | 0.34792 | 0.49109 | 0.40439 | 0.12462 | 0.30322 | 0.17218 | 0.14325 | 0.41769 | 0.44688
C_WND | WEB11 | 0.41138 | 0.16234 | 0.6385 | 0.2476 | 0.59596 | 0.52605 | 0.1017 | 0.56518 | 0.059126 | 0.39393 | 0.49182 | 0.40492
C_WND | WEB12 | 0.34667 | 0.84483 | 0.301 | 0.28437 | 0.74166 | 0.25622 | 0.26846 | 0.57481 | 0.18495 | 0.46965 | 0.30153 | 0.84483
C_WND | WEB13 | 0.24896 | 0.14054 | 0.49087 | 0.55247 | 0.3029 | 0.47562 | 0.34148 | 0.32165 | 0.15047 | 0.25025 | 0.36033 | 0.665
C_WND | WEB14 | 0.48607 | 0.80685 | 0.31474 | 0.40728 | 0.54434 | 0.36362 | 0.23259 | 0.25912 | 0.24235 | 0.18383 | 0.41525 | 0.56217
C_WND | WEB15 | 0.84483 | 0.63136 | 0.23867 | 0.15576 | 0.27648 | 0.20059 | 0.21554 | 0.20538 | 0.089734 | 0.31201 | 0.56778 | 0.36623
C_WND | WEB16 | 0.24303 | 0.17252 | 0.3529 | 0.36408 | 0.42836 | 0.28246 | 0.5459 | 0.46935 | 0.55835 | 0.31195 | 0.32174 | 0.37462
C_WND | WEB17 | 0.66123 | 0.43295 | 0.38419 | 0.29747 | 0.41519 | 0.29241 | 0.17089 | 0.18669 | 0.2364 | 0.27114 | 0.20526 | 0.19401
C_WND | WEB18 | 0.58276 | 0.30018 | 0.22195 | 0.34231 | 0.84483 | 0.33417 | 0.42949 | 0.39156 | 0.28554 | 0.13014 | 0.23785 | 0.37275
C_WND | WEB19 | 0.40933 | 0.24709 | 0.65489 | 0.28051 | 0.52974 | 0.76539 | 0.21608 | 0.079078 | 0.16424 | 0.32229 | 0.24888 | 0.18409
C_WND | WEB20 | 0.49982 | 0.2031 | 0.13535 | 0.41717 | 0.27126 | 0.42581 | 0.21219 | 0.69076 | 0.065569 | 0.84483 | 0.27325 | 0.18361
C_WND | WEB21 | 0.37644 | 0.67922 | 0.12685 | 0.57228 | 0.37913 | 0.3403 | 0.34011 | 0.21214 | 0.12713 | 0.21093 | 0.16935 | 0.5046
C_WND | WEB22 | 0.22568 | 0.27047 | 0.49183 | 0.23215 | 0.71863 | 0.55647 | 0.17341 | 0.23943 | 0.21465 | 0.40719 | 0.20394 | 0.15743
C_WND | WEB23 | 0.3464 | 0.52539 | 0.69589 | 0.61869 | 0.5023 | 0.59171 | 0.20778 | 0.75976 | 0.244 | 0.23663 | 0.44432 | 0.42641
C_WND | WEB24 | 0.49372 | 0.30491 | 0.17218 | 0.23808 | 0.52771 | 0.8044 | 0.39661 | 0.13428 | 0.84483 | 0.73494 | 0.13429 | 0.18638
C_WND | WEB25 | 0.74233 | 0.4166 | 0.20163 | 0.24702 | 0.84483 | 0.25851 | 0.45792 | 0.37985 | 0.16683 | 0.12629 | 0.28295 | 0.84483
C_WND | WEB26 | 0.5027 | 0.68936 | 0.22371 | 0.30381 | 0.53646 | 0.29876 | 0.17499 | 0.55647 | 0.21011 | 0.34011 | 0.2975 | 0.25954
C_WND | WEB27 | 0.40353 | 0.36388 | 0.2547 | 0.5466 | 0.19523 | 0.48079 | 0.22654 | 0.73351 | 0.2564 | 0.23949 | 0.40529 | 0.38283
C_WND | WEB28 | 0.23364 | 0.70165 | 0.46805 | 0.4822 | 0.38049 | 0.22227 | 0.4037 | 0.32914 | 0.074854 | 0.30304 | 0.32015 | 0.84483
C_WND | WEB29 | 0.21219 | 0.48535 | 0.15435 | 0.39606 | 0.23982 | 0.84483 | 0.47919 | 0.20305 | 0.10892 | 0.35078 | 0.18344 | 0.58508
C_WND | WEB30 | 0.45588 | 0.22469 | 0.45682 | 0.39178 | 0.33091 | 0.35326 | 0.22512 | 0.31447 | 0.1423 | 0.38715 | 0.15609 | 0.3235
C_WND | WEB31 | 0.1419 | 0.82157 | 0.652 | 0.26016 | 0.42322 | 0.26448 | 0.13291 | 0.67973 | 0.17858 | 0.45137 | 0.20079 | 0.073936
C_WND | WEB32 | 0.26733 | 0.43374 | 0.24593 | 0.47565 | 0.32346 | 0.78302 | 0.17104 | 0.10786 | 0.22462 | 0.27235 | 0.57284 | 0.35608
C_WND | WEB33 | 0.34749 | 0.84483 | 0.28804 | 0.26513 | 0.60446 | 0.84483 | 0.28276 | 0.29588 | 0.33422 | 0.16019 | 0.60339 | 0.25581
C_WND | WEB34 | 0.42409 | 0.26912 | 0.74039 | 0.81611 | 0.61339 | 0.51831 | 0.15316 | 0.33413 | 0.46149 | 0.43888 | 0.36344 | 0.28997
C_WND | WEB35 | 0.32425 | 0.14748 | 0.51503 | 0.26965 | 0.69571 | 0.34879 | 0.15134 | 0.35572 | 0.1288 | 0.20805 | 0.53672 | 0.37578
C_WND | WEB36 | 0.45312 | 0.26284 | 0.24221 | 0.15082 | 0.5093 | 0.33232 | 0.39962 | 0.84483 | 0.10194 | 0.46824 | 0.80972 | 0.82404
C_WND | WEB37 | 0.27787 | 0.39271 | 0.32837 | 0.28283 | 0.22362 | 0.5524 | 0.25878 | 0.62656 | 0.47034 | 0.3415 | 0.61062 | 0.32131
C_WND | WEB38 | 0.77843 | 0.46036 | 0.29746 | 0.2121 | 0.3282 | 0.38544 | 0.22669 | 0.079165 | 0.21298 | 0.20424 | 0.3201 | 0.31944
C_WND | WEB39 | 0.33642 | 0.30015 | 0.32907 | 0.71104 | 0.38561 | 0.44115 | 0.14023 | 0.38955 | 0.06914 | 0.24864 | 0.69919 | 0.18459
C_WND | WEB40 | 0.23443 | 0.23778 | 0.45706 | 0.18747 | 0.36287 | 0.33111 | 0.16615 | 0.23478 | 0.145 | 0.24641 | 0.35391 | 0.28627
C_WND | WEB41 | 0.84483 | 0.69834 | 0.42815 | 0.33252 | 0.32056 | 0.43802 | 0.23138 | 0.15467 | 0.25256 | 0.38637 | 0.43976 | 0.22808
C_WND | WEB42 | 0.31096 | 0.48653 | 0.33162 | 0.19479 | 0.32918 | 0.2604 | 0.13604 | 0.25117 | 0.065228 | 0.4324 | 0.35316 | 0.81978
C_WND | WEB43 | 0.48199 | 0.57865 | 0.60588 | 0.35303 | 0.84483 | 0.84483 | 0.49842 | 0.11813 | 0.30578 | 0.29854 | 0.84483 | 0.68879
C_WND | WEB44 | 0.19533 | 0.28235 | 0.52392 | 0.35831 | 0.54136 | 0.84483 | 0.64541 | 0.22705 | 0.32959 | 0.20427 | 0.16723 | 0.50361
C_WND | WEB45 | 0.84483 | 0.34526 | 0.48629 | 0.29773 | 0.29992 | 0.84483 | 0.20632 | 0.22497 | 0.16812 | 0.35105 | 0.37716 | 0.16427
C_WND | WEB46 | 0.16678 | 0.72983 | 0.21697 | 0.70564 | 0.49896 | 0.71415 | 0.39931 | 0.35523 | 0.24041 | 0.22174 | 0.28683 | 0.27681
C_WND | WEB47 | 0.33404 | 0.65192 | 0.54797 | 0.22651 | 0.23527 | 0.29652 | 0.24949 | 0.62852 | 0.14966 | 0.22858 | 0.30533 | 0.48596
C_WND | WEB48 | 0.4366 | 0.4104 | 0.32609 | 0.84483 | 0.73535 | 0.4138 | 0.11048 | 0.25276 | 0.23205 | 0.23025 | 0.39308 | 0.15104
C_WND | WDC1 | 0.34512 | 0.36314 | 0.41539 | 0.79832 | 0.36511 | 0.49106 | 0.31289 | 0.12178 | 0.1787 | 0.21374 | 0.72135 | 0.26191
C_WND | WDC2 | 0.32047 | 0.16423 | 0.53447 | 0.16744 | 0.57259 | 0.49038 | 0.16932 | 0.24167 | 0.49105 | 0.30207 | 0.25111 | 0.5037
C_WND | WDC3 | 0.65985 | 0.35297 | 0.30577 | 0.25777 | 0.70151 | 0.4804 | 0.2749 | 0.3782 | 0.50015 | 0.24535 | 0.35563 | 0.55197
C_WND | WDC4 | 0.52802 | 0.75696 | 0.20133 | 0.6101 | 0.581 | 0.41273 | 0.26345 | 0.2898 | 0.29067 | 0.28736 | 0.18624 | 0.15132
C_WND | WDC5 | 0.43929 | 0.29113 | 0.4003 | 0.27081 | 0.26385 | 0.22715 | 0.50938 | 0.20833 | 0.17762 | 0.39213 | 0.25972 | 0.67245
C_WND | WDC6 | 0.20692 | 0.29706 | 0.28705 | 0.46455 | 0.23224 | 0.31623 | 0.17437 | 0.26946 | 0.40052 | 0.42014 | 0.11824 | 0.39357
C_WND | WDC7 | 0.2916 | 0.32934 | 0.65647 | 0.38801 | 0.31203 | 0.35772 | 0.38608 | 0.43263 | 0.21329 | 0.67819 | 0.31471 | 0.4153
C_WND | WDC8 | 0.13316 | 0.34908 | 0.57748 | 0.31897 | 0.56471 | 0.19934 | 0.68105 | 0.29243 | 0.21301 | 0.18979 | 0.12104 | 0.31941
C_WND | WDC9 | 0.19445 | 0.23329 | 0.65413 | 0.75631 | 0.22029 | 0.84483 | 0.84483 | 0.48695 | 0.17155 | 0.1582 | 0.24041 | 0.58772
C_WND | WDC10 | 0.3216 | 0.36862 | 0.23189 | 0.27042 | 0.84483 | 0.46153 | 0.25317 | 0.48669 | 0.17464 | 0.21667 | 0.19675 | 0.5344
C_WND | WDC11 | 0.24891 | 0.41338 | 0.70149 | 0.27049 | 0.84483 | 0.22868 | 0.24733 | 0.32833 | 0.24335 | 0.64791 | 0.3134 | 0.40872
C_WND | WDC12 | 0.36888 | 0.75896 | 0.18952 | 0.43413 | 0.32029 | 0.84483 | 0.3324 | 0.70813 | 0.18895 | 0.26777 | 0.29459 | 0.20835
C_WND | WDC13 | 0.30562 | 0.19869 | 0.48094 | 0.54128 | 0.78692 | 0.48542 | 0.30585 | 0.29002 | 0.27073 | 0.2154 | 0.29522 | 0.21341
C_WND | WDC14 | 0.84483 | 0.77876 | 0.38293 | 0.59182 | 0.44523 | 0.84483 | 0.36349 | 0.12734 | 0.2374 | 0.33527 | 0.22043 | 0.28188
C_WND | WDC15 | 0.51942 | 0.36129 | 0.45396 | 0.22855 | 0.31598 | 0.32822 | 0.19728 | 0.25936 | 0.12365 | 0.20714 | 0.84483 | 0.20402
C_WND | WDC16 | 0.2664 | 0.52466 | 0.54952 | 0.69181 | 0.47873 | 0.24692 | 0.30936 | 0.30255 | 0.16482 | 0.28674 | 0.33385 | 0.25003
C_WND | WDC17 | 0.16379 | 0.3051 | 0.54628 | 0.26774 | 0.58546 | 0.26925 | 0.12459 | 0.33807 | 0.15179 | 0.27718 | 0.33815 | 0.72287
C_WND | WDC18 | 0.70008 | 0.24628 | 0.84483 | 0.276 | 0.19723 | 0.84483 | 0.13974 | 0.3414 | 0.28582 | 0.58493 | 0.81464 | 0.14785
C_WND | WDC19 | 0.27424 | 0.51729 | 0.26096 | 0.30812 | 0.71199 | 0.16315 | 0.30495 | 0.71473 | 0.3243 | 0.25705 | 0.341 | 0.33316
C_WND | WDC20 | 0.24488 | 0.66824 | 0.39799 | 0.84483 | 0.39573 | 0.43209 | 0.23161 | 0.40581 | 0.26159 | 0.13447 | 0.49929 | 0.31163
C_WND | WDC21 | 0.38588 | 0.37666 | 0.39759 | 0.20684 | 0.61538 | 0.31101 | 0.56907 | 0.21854 | 0.16791 | 0.19934 | 0.23371 | 0.17521
C_WND | WDC22 | 0.4076 | 0.48116 | 0.753 | 0.84483 | 0.51326 | 0.42994 | 0.091208 | 0.33556 | 0.1651 | 0.37804 | 0.45576 | 0.2142
C_WND | WDC23 | 0.44335 | 0.84483 | 0.1485 | 0.29442 | 0.73752 | 0.60172 | 0.41604 | 0.21313 | 0.42303 | 0.35733 | 0.36997 | 0.61257
C_WND | WDC24 | 0.13861 | 0.25423 | 0.69117 | 0.52076 | 0.60852 | 0.32059 | 0.25508 | 0.41269 | 0.1183 | 0.4403 | 0.1813 | 0.22679
C_WND | WDC25 | 0.59311 | 0.43649 | 0.31114 | 0.13005 | 0.35553 | 0.28099 | 0.16837 | 0.34942 | 0.28471 | 0.22125 | 0.17243 | 0.35735
C_WND | WDC26 | 0.41908 | 0.25002 | 0.2823 | 0.74719 | 0.41675 | 0.57423 | 0.11952 | 0.23723 | 0.64425 | 0.16052 | 0.24355 | 0.20503
C_WND | WDC27 | 0.18073 | 0.75805 | 0.34272 | 0.35207 | 0.31141 | 0.42113 | 0.16966 | 0.16252 | 0.2926 | 0.33547 | 0.54073 | 0.36417
C_WND | WDC28 | 0.30888 | 0.31997 | 0.56154 | 0.32425 | 0.30852 | 0.31569 | 0.26867 | 0.13425 | 0.10573 | 0.2938 | 0.54963 | 0.84483
C_WND | WDC29 | 0.84483 | 0.32866 | 0.16904 | 0.13374 | 0.31118 | 0.23205 | 0.30545 | 0.26977 | 0.1455 | 0.21741 | 0.13266 | 0.68944
C_WND | WDC30 | 0.74379 | 0.76968 | 0.64718 | 0.59397 | 0.39778 | 0.41178 | 0.27891 | 0.38623 | 0.12838 | 0.23507 | 0.43315 | 0.7066
C_WND | WDC31 | 0.35891 | 0.27861 | 0.24737 | 0.38318 | 0.84483 | 0.52731 | 0.2517 | 0.35978 | 0.076462 | 0.24995 | 0.28109 | 0.49752
C_WND | WDC32 | 0.72817 | 0.52604 | 0.24816 | 0.42566 | 0.37268 | 0.23955 | 0.12815 | 0.34804 | 0.090973 | 0.4337 | 0.21429 | 0.56644
C_WND | WDC33 | 0.36286 | 0.69795 | 0.48273 | 0.2774 | 0.45235 | 0.4521 | 0.48935 | 0.58254 | 0.28953 | 0.34928 | 0.64694 | 0.52229
C_WND | WDC34 | 0.35729 | 0.11061 | 0.61568 | 0.84483 | 0.38971 | 0.50315 | 0.32706 | 0.83614 | 0.16139 | 0.11366 | 0.30491 | 0.15645
C_WND | WDC35 | 0.14801 | 0.38674 | 0.28765 | 0.32215 | 0.34867 | 0.62544 | 0.1851 | 0.15818 | 0.13563 | 0.11085 | 0.4815 | 0.543
C_WND | WDC36 | 0.25158 | 0.3026 | 0.22632 | 0.26366 | 0.27186 | 0.40379 | 0.090099 | 0.25799 | 0.28185 | 0.39056 | 0.43209 | 0.20803
C_WND | WDC37 | 0.37682 | 0.2875 | 0.28431 | 0.76238 | 0.2489 | 0.65212 | 0.33498 | 0.19823 | 0.21898 | 0.23463 | 0.13146 | 0.22353
C_WND | WDC38 | 0.84483 | 0.4971 | 0.22457 | 0.25735 | 0.56546 | 0.47369 | 0.20907 | 0.2873 | 0.22398 | 0.38148 | 0.32324 | 0.31269
C_WND | WDC39 | 0.84483 | 0.26369 | 0.72478 | 0.68435 | 0.28737 | 0.36934 | 0.43892 | 0.29033 | 0.23732 | 0.27924 | 0.27742 | 0.14844
C_WND | WDC40 | 0.71038 | 0.38545 | 0.33912 | 0.212 | 0.56218 | 0.38487 | 0.13565 | 0.30359 | 0.25549 | 0.52204 | 0.20245 | 0.53921
C_WND | WDC41 | 0.48193 | 0.22376 | 0.34286 | 0.44759 | 0.50088 | 0.30003 | 0.18894 | 0.69519 | 0.19298 | 0.26168 | 0.19655 | 0.55123
C_WND | WDC42 | 0.23593 | 0.22703 | 0.31884 | 0.49945 | 0.35174 | 0.34702 | 0.47354 | 0.78376 | 0.33268 | 0.27486 | 0.3495 | 0.17604
C_WND | WDC43 | 0.59883 | 0.70729 | 0.38888 | 0.20818 | 0.54179 | 0.38852 | 0.14712 | 0.13069 | 0.19068 | 0.48159 | 0.4604 | 0.099453
C_WND | WDC44 | 0.35058 | 0.26992 | 0.25141 | 0.20514 | 0.29088 | 0.33119 | 0.28595 | 0.37762 | 0.20567 | 0.11497 | 0.21547 | 0.19795
C_WND | WDC45 | 0.68014 | 0.39443 | 0.52158 | 0.15006 | 0.31905 | 0.63383 | 0.18767 | 0.45209 | 0.27384 | 0.24297 | 0.29836 | 0.15405
C_WND | WDC46 | 0.83474 | 0.43355 | 0.84483 | 0.44138 | 0.32237 | 0.46716 | 0.16813 | 0.21861 | 0.33621 | 0.16606 | 0.69946 | 0.28007
C_WND | WDC47 | 0.60671 | 0.33179 | 0.59903 | 0.51253 | 0.26684 | 0.22476 | 0.1711 | 0.34486 | 0.5473 | 0.33611 | 0.20835 | 0.41533
C_WND | WDC48 | 0.34289 | 0.25229 | 0.404 | 0.73621 | 0.21553 | 0.36562 | 0.13596 | 0.67701 | 0.48335 | 0.37843 | 0.31677 | 0.40085
C_WND | WDC49 | 0.84483 | 0.13461 | 0.28486 | 0.20963 | 0.2378 | 0.27106 | 0.27253 | 0.20199 | 0.13349 | 0.26977 | 0.38158 | 0.14001
C_WND | WDC50 | 0.27985 | 0.48916 | 0.44878 | 0.29009 | 0.41403 | 0.31878 | 0.23608 | 0.31048 | 0.075733 | 0.29714 | 0.84483 | 0.30402
C_WND | WDC51 | 0.2311 | 0.2061 | 0.32994 | 0.32294 | 0.25099 | 0.37278 | 0.23691 | 0.19034 | 0.22403 | 0.6141 | 0.13511 | 0.30941
C_WND | WDC52 | 0.46705 | 0.14868 | 0.84483 | 0.26052 | 0.3437 | 0.55289 | 0.17852 | 0.48253 | 0.42316 | 0.14615 | 0.22751 | 0.13191
C_WND | WDC53 | 0.22832 | 0.21783 | 0.30906 | 0.39459 | 0.38763 | 0.28408 | 0.14062 | 0.62148 | 0.19362 | 0.23181 | 0.28255 | 0.31537
C_WND | WDC54 | 0.481 | 0.38349 | 0.74525 | 0.62443 | 0.63543 | 0.62288 | 0.34566 | 0.68765 | 0.5406 | 0.21331 | 0.77979 | 0.35475
C_WND | WDC55 | 0.22462 | 0.26357 | 0.37907 | 0.62337 | 0.30543 | 0.46428 | 0.1158 | 0.42173 | 0.15789 | 0.43864 | 0.62893 | 0.6243
C_WND | WDC56 | 0.24124 | 0.84483 | 0.42472 | 0.15504 | 0.54013 | 0.31545 | 0.18699 | 0.20192 | 0.3207 | 0.12821 | 0.76451 | 0.25889
C_WND | WDC57 | 0.16452 | 0.39794 | 0.29254 | 0.52716 | 0.33012 | 0.39714 | 0.25765 | 0.13908 | 0.27574 | 0.1693 | 0.32664 | 0.39333
C_WND | WDC58 | 0.35582 | 0.27491 | 0.49614 | 0.39447 | 0.72334 | 0.56867 | 0.26661 | 0.38021 | 0.35226 | 0.51203 | 0.31735 | 0.19994
C_WND | WDC59 | 0.19788 | 0.38019 | 0.38742 | 0.44268 | 0.2797 | 0.39674 | 0.23195 | 0.36502 | 0.2613 | 0.284 | 0.18795 | 0.24349
C_WND | WDC60 | 0.40907 | 0.4184 | 0.34939 | 0.31035 | 0.77672 | 0.28761 | 0.23604 | 0.25897 | 0.45754 | 0.23184 | 0.1849 | 0.57081
C_WND | WDC61 | 0.4705 | 0.51526 | 0.84483 | 0.7103 | 0.74289 | 0.49795 | 0.39679 | 0.31827 | 0.24559 | 0.13122 | 0.40176 | 0.38218
C_WND | WDC62 | 0.1223 | 0.84483 | 0.37251 | 0.57314 | 0.4023 | 0.72288 | 0.56327 | 0.84483 | 0.15695 | 0.15763 | 0.16977 | 0.28928
C_WND | WDC63 | 0.31899 | 0.35578 | 0.40838 | 0.728 | 0.18226 | 0.25126 | 0.42653 | 0.45901 | 0.33363 | 0.28937 | 0.50511 | 0.34408
C_WND | WDC64 | 0.49745 | 0.36444 | 0.7489 | 0.67021 | 0.62042 | 0.37333 | 0.48433 | 0.52264 | 0.48567 | 0.47479 | 0.16679 | 0.32943
C_WND | WDC65 | 0.36788 | 0.40085 | 0.80999 | 0.84483 | 0.22278 | 0.8384 | 0.84483 | 0.45622 | 0.19096 | 0.74274 | 0.84483 | 0.26393
C_WND | WDC66 | 0.56251 | 0.69127 | 0.58812 | 0.36957 | 0.41881 | 0.68812 | 0.25917 | 0.46036 | 0.2248 | 0.37717 | 0.36494 | 0.44918
C_WND | WDC67 | 0.32322 | 0.21873 | 0.24307 | 0.51634 | 0.33688 | 0.41767 | 0.16906 | 0.24846 | 0.24007 | 0.13023 | 0.47255 | 0.50146
C_WND | WDC68 | 0.37257 | 0.34701 | 0.48847 | 0.36964 | 0.55758 | 0.3638 | 0.26415 | 0.29398 | 0.12191 | 0.13036 | 0.35239 | 0.34556
C_WND | WDC69 | 0.36622 | 0.5122 | 0.46608 | 0.43925 | 0.36815 | 0.31923 | 0.1082 | 0.32317 | 0.63267 | 0.39444 | 0.20425 | 0.60456
C_WND | WDC70 | 0.52849 | 0.25518 | 0.56048 | 0.21939 | 0.23039 | 0.40051 | 0.10993 | 0.84483 | 0.14828 | 0.28297 | 0.18692 | 0.69583
C_WND | WDC71 | 0.61884 | 0.25931 | 0.37715 | 0.47396 | 0.54947 | 0.55601 | 0.18528 | 0.2557 | 0.22452 | 0.2861 | 0.14039 | 0.2103
C_WND | WDC72 | 0.71285 | 0.34062 | 0.38175 | 0.49197 | 0.51064 | 0.29003 | 0.16168 | 0.24777 | 0.17115 | 0.19135 | 0.84483 | 0.37338
C_WND | WDC73 | 0.70173 | 0.29108 | 0.44151 | 0.84483 | 0.3665 | 0.84483 | 0.17852 | 0.2087 | 0.15362 | 0.31737 | 0.33218 | 0.24784
C_WND | WDC74 | 0.36697 | 0.62108 | 0.8024 | 0.39882 | 0.78302 | 0.25957 | 0.3826 | 0.20414 | 0.35818 | 0.36759 | 0.50649 | 0.11385
C_WND | WDC75 | 0.62107 | 0.2895 | 0.45271 | 0.48208 | 0.47821 | 0.25868 | 0.32733 | 0.66873 | 0.23961 | 0.20901 | 0.12684 | 0.43188
C_WND | WDC76 | 0.58008 | 0.25179 | 0.28413 | 0.28216 | 0.18595 | 0.34696 | 0.1288 | 0.1833 | 0.36593 | 0.31238 | 0.2728 | 0.24942
C_WND | WDC77 | 0.24798 | 0.32109 | 0.57792 | 0.27585 | 0.29246 | 0.35694 | 0.093394 | 0.20964 | 0.12041 | 0.65159 | 0.34989 | 0.42098
C_WND | WDC78 | 0.19952 | 0.70265 | 0.53816 | 0.58721 | 0.5578 | 0.45769 | 0.19623 | 0.33953 | 0.20027 | 0.19735 | 0.22226 | 0.13991
C_WND | WDC79 | 0.63041 | 0.44032 | 0.13511 | 0.30829 | 0.29855 | 0.3239 | 0.14847 | 0.36396 | 0.18478 | 0.53038 | 0.35602 | 0.1765
C_WND | WDC80 | 0.21114 | 0.79527 | 0.19497 | 0.76897 | 0.32591 | 0.52438 | 0.34017 | 0.22184 | 0.3955 | 0.31325 | 0.32151 | 0.19963
C_WND | WDC81 | 0.21101 | 0.24029 | 0.84483 | 0.60627 | 0.28363 | 0.71107 | 0.25648 | 0.59417 | 0.30573 | 0.71854 | 0.46228 | 0.53711
C_WND | WDC82 | 0.79701 | 0.29673 | 0.31069 | 0.43328 | 0.27517 | 0.648 | 0.086579 | 0.32419 | 0.4598 | 0.1987 | 0.47939 | 0.34
C_WND | WDC83 | 0.45842 | 0.50554 | 0.35932 | 0.35233 | 0.31824 | 0.31831 | 0.14812 | 0.26424 | 0.15285 | 0.27561 | 0.27498 | 0.12078
C_WND | WDC84 | 0.21134 | 0.38027 | 0.63906 | 0.20361 | 0.38887 | 0.29184 | 0.4634 | 0.31619 | 0.54917 | 0.15086 | 0.21909 | 0.29715
C_WND | WDC85 | 0.84077 | 0.3613 | 0.49363 | 0.36721 | 0.78455 | 0.27767 | 0.16687 | 0.22831 | 0.51378 | 0.13291 | 0.2028 | 0.84483
C_WND | WDC86 | 0.25127 | 0.31487 | 0.57771 | 0.28054 | 0.56272 | 0.31112 | 0.33372 | 0.42979 | 0.2003 | 0.54235 | 0.17281 | 0.3012
C_WND | WDC87 | 0.22593 | 0.47178 | 0.68039 | 0.57223 | 0.38235 | 0.32641 | 0.16327 | 0.84483 | 0.32164 | 0.30761 | 0.35653 | 0.35376
C_WND | WDC88 | 0.84483 | 0.3082 | 0.33869 | 0.5971 | 0.39318 | 0.49099 | 0.13305 | 0.35343 | 0.14988 | 0.76964 | 0.10531 | 0.26484
C_WND | WDC89 | 0.22835 | 0.4544 | 0.38263 | 0.15965 | 0.32076 | 0.39479 | 0.71088 | 0.36623 | 0.22861 | 0.15582 | 0.12589 | 0.070481
C_WND | WDC90 | 0.51833 | 0.53771 | 0.52274 | 0.32195 | 0.43635 | 0.54289 | 0.27713 | 0.29607 | 0.21307 | 0.16266 | 0.11659 | 0.11176
C_WND | WDC91 | 0.36941 | 0.62318 | 0.28042 | 0.31235 | 0.17214 | 0.60973 | 0.48129 | 0.32863 | 0.092558 | 0.30905 | 0.49424 | 0.84483
C_WND | WDC92 | 0.18288 | 0.36644 | 0.32333 | 0.39651 | 0.45913 | 0.47095 | 0.24382 | 0.15783 | 0.2346 | 0.2955 | 0.53423 | 0.25565
C_WND | WDC93 | 0.27483 | 0.32576 | 0.095997 | 0.84483 | 0.48712 | 0.48006 | 0.15319 | 0.29851 | 0.11614 | 0.16297 | 0.18168 | 0.5653
C_WND | WDC94 | 0.32117 | 0.3425 | 0.20015 | 0.33135 | 0.32084 | 0.25698 | 0.22597 | 0.84483 | 0.13844 | 0.4751 | 0.23382 | 0.32827
C_WND | WDC95 | 0.17646 | 0.28213 | 0.11912 | 0.31998 | 0.54839 | 0.37615 | 0.56863 | 0.18607 | 0.17286 | 0.51929 | 0.13657 | 0.7499
C_WND | WDC96 | 0.23626 | 0.32998 | 0.63557 | 0.24831 | 0.29138 | 0.51038 | 0.2099 | 0.48165 | 0.49926 | 0.47334 | 0.53571 | 0.42757
C_WND | WDC97 | 0.58608 | 0.34005 | 0.34704 | 0.3467 | 0.32312 | 0.8388 | 0.50863 | 0.54564 | 0.46374 | 0.46512 | 0.23884 | 0.22154
C_WND | WDC98 | 0.30031 | 0.67485 | 0.2983 | 0.1342 | 0.84483 | 0.71306 | 0.43586 | 0.21968 | 0.18102 | 0.43169 | 0.306 | 0.27778
C_WND | WDC99 | 0.6892 | 0.84064 | 0.2982 | 0.31567 | 0.42208 | 0.54837 | 0.14261 | 0.84442 | 0.65433 | 0.19789 | 0.25506 | 0.25974
C_WND | WDC100 | 0.42388 | 0.2161 | 0.41405 | 0.27747 | 0.38525 | 0.54706 | 0.16366 | 0.38348 | 0.18473 | 0.36499 | 0.40975 | 0.31375
C_WND | WDC101 | 0.47295 | 0.28533 | 0.27884 | 0.23493 | 0.58887 | 0.40048 | 0.12568 | 0.21536 | 0.42955 | 0.18167 | 0.21629 | 0.21314
C_WND | WDC102 | 0.82517 | 0.31995 | 0.40865 | 0.27971 | 0.65492 | 0.74782 | 0.2803 | 0.70416 | 0.21119 | 0.24639 | 0.11581 | 0.15007
C_WND | WDC103 | 0.25038 | 0.52519 | 0.40694 | 0.32341 | 0.27819 | 0.5416 | 0.30966 | 0.35078 | 0.36746 | 0.19207 | 0.36919 | 0.3437
C_WND | WDC104 | 0.29086 | 0.58278 | 0.46615 | 0.20854 | 0.43508 | 0.43291 | 0.63061 | 0.20698 | 0.18417 | 0.48454 | 0.58291 | 0.77554
C_WND | WDC105 | 0.20251 | 0.84483 | 0.79265 | 0.20596 | 0.69695 | 0.27366 | 0.19468 | 0.19251 | 0.35201 | 0.31623 | 0.26622 | 0.41613
C_WND | WDC106 | 0.13946 | 0.6594 | 0.38864 | 0.3256 | 0.39172 | 0.4186 | 0.27489 | 0.24746 | 0.18379 | 0.67751 | 0.28467 | 0.21329
C_WND | WDC107 | 0.40071 | 0.28156 | 0.53777 | 0.6291 | 0.22761 | 0.34815 | 0.29914 | 0.52423 | 0.18993 | 0.21715 | 0.31325 | 0.39062
C_WND | WDC108 | 0.33003 | 0.22652 | 0.14937 | 0.7062 | 0.34894 | 0.32612 | 0.22978 | 0.36863 | 0.30301 | 0.63588 | 0.28959 | 0.25621
C_WND | WDC109 | 0.26809 | 0.25634 | 0.415 | 0.39079 | 0.5346 | 0.63597 | 0.25037 | 0.32288 | 0.34901 | 0.48618 | 0.26844 | 0.77829
C_WND | WDC110 | 0.20639 | 0.51744 | 0.62064 | 0.24376 | 0.33309 | 0.37973 | 0.093365 | 0.31416 | 0.086165 | 0.24344 | 0.51294 | 0.40317
C_WND | WDC111 | 0.25373 | 0.22057 | 0.50433 | 0.63192 | 0.42987 | 0.55175 | 0.18602 | 0.12262 | 0.15484 | 0.1581 | 0.35037 | 0.69799
C_WND | WDC112 | 0.24165 | 0.84483 | 0.088803 | 0.30582 | 0.51816 | 0.36601 | 0.33162 | 0.38368 | 0.13236 | 0.47658 | 0.37633 | 0.28335
C_WND | WDC113 | 0.33504 | 0.39526 | 0.69716 | 0.75613 | 0.33279 | 0.43218 | 0.78941 | 0.26351 | 0.15837 | 0.28044 | 0.3811 | 0.38113
C_WND | WDC114 | 0.35689 | 0.23212 | 0.84483 | 0.70952 | 0.44896 | 0.40059 | 0.28916 | 0.21749 | 0.37919 | 0.14628 | 0.35018 | 0.84483
C_WND | WDC115 | 0.2228 | 0.66334 | 0.63181 | 0.37675 | 0.23848 | 0.84483 | 0.14333 | 0.41668 | 0.19541 | 0.40718 | 0.56815 | 0.3842
C_WND | WDC116 | 0.55639 | 0.63836 | 0.65822 | 0.21235 | 0.44696 | 0.76781 | 0.21575 | 0.57315 | 0.21784 | 0.59255 | 0.14569 | 0.36324
C_WND | WDC117 | 0.34043 | 0.2036 | 0.31672 | 0.28558 | 0.30341 | 0.48756 | 0.26116 | 0.37628 | 0.36499 | 0.14881 | 0.20064 | 0.42746
C_WND | WDC118 | 0.30366 | 0.25225 | 0.38835 | 0.35598 | 0.35451 | 0.49325 | 0.23859 | 0.21491 | 0.22649 | 0.31744 | 0.57125 | 0.60619
C_WND | WDC119 | 0.41524 | 0.32891 | 0.39166 | 0.30247 | 0.61364 | 0.30649 | 0.27629 | 0.19855 | 0.25493 | 0.31456 | 0.46808 | 0.46724
C_WND | WDC120 | 0.42585 | 0.29684 | 0.72137 | 0.49401 | 0.50089 | 0.36888 | 0.24078 | 0.16748 | 0.16616 | 0.2181 | 0.29861 | 0.14896
C_WND | WEC1 | 0.26334 | 0.26894 | 0.37897 | 0.18781 | 0.46032 | 0.55071 | 0.13159 | 0.70325 | 0.20963 | 0.38912 | 0.45073 | 0.4034
C_WND | WEC2 | 0.25696 | 0.31088 | 0.41081 | 0.7232 | 0.28902 | 0.60356 | 0.16882 | 0.51691 | 0.16893 | 0.35637 | 0.11835 | 0.68924
C_WND | WEC3 | 0.36805 | 0.20737 | 0.31423 | 0.35708 | 0.75488 | 0.3535 | 0.26133 | 0.51257 | 0.18471 | 0.25141 | 0.28146 | 0.29972
C_WND | WEC4 | 0.84483 | 0.29313 | 0.56817 | 0.41797 | 0.53496 | 0.39301 | 0.15476 | 0.25055 | 0.29516 | 0.29153 | 0.33169 | 0.66001
C_WND | WEC5 | 0.29875 | 0.27809 | 0.5575 | 0.4502 | 0.3495 | 0.40245 | 0.21896 | 0.7444 | 0.17841 | 0.25099 | 0.32471 | 0.54239
C_WND | WEC6 | 0.30367 | 0.50117 | 0.76349 | 0.20588 | 0.43229 | 0.58082 | 0.39666 | 0.22733 | 0.12675 | 0.159 | 0.23993 | 0.12362
C_WND | WEC7 | 0.18819 | 0.1797 | 0.2365 | 0.57701 | 0.28996 | 0.17752 | 0.34809 | 0.22122 | 0.17117 | 0.71619 | 0.23382 | 0.37073
C_WND | WEC8 | 0.19975 | 0.23326 | 0.31085 | 0.56926 | 0.48262 | 0.43877 | 0.17539 | 0.49313 | 0.135 | 0.19692 | 0.20304 | 0.84483
C_WND | WEC9 | 0.5786 | 0.4867 | 0.64081 | 0.40848 | 0.64078 | 0.39237 | 0.22652 | 0.68197 | 0.32925 | 0.2447 | 0.1747 | 0.35151
C_WND | WEC10 | 0.38261 | 0.47131 | 0.69354 | 0.64078 | 0.42924 | 0.6798 | 0.21689 | 0.16734 | 0.1428 | 0.45806 | 0.3175 | 0.55778
C_WND | WEC11 | 0.62904 | 0.18245 | 0.27367 | 0.2372 | 0.24725 | 0.33377 | 0.15882 | 0.23897 | 0.15855 | 0.24636 | 0.37088 | 0.78581
C_WND | WEC12 | 0.22306 | 0.24086 | 0.29814 | 0.26399 | 0.36309 | 0.53956 | 0.12619 | 0.42444 | 0.22425 | 0.10221 | 0.23662 | 0.70054
C_WND | WEC13 | 0.2459 | 0.19646 | 0.64938 | 0.12113 | 0.35663 | 0.24869 | 0.15018 | 0.072061 | 0.20442 | 0.2542 | 0.22063 | 0.42431
C_WND | WEC14 | 0.17842 | 0.45606 | 0.76406 | 0.25926 | 0.35777 | 0.73057 | 0.13917 | 0.17075 | 0.095066 | 0.71357 | 0.39984 | 0.65063
C_WND | WEC15 | 0.66385 | 0.40707 | 0.34469 | 0.20729 | 0.64741 | 0.5038 | 0.17044 | 0.10247 | 0.10961 | 0.47329 | 0.40457 | 0.48479
C_WND | WEC16 | 0.43001 | 0.335 | 0.25102 | 0.63795 | 0.31602 | 0.48731 | 0.3515 | 0.10251 | 0.27492 | 0.23452 | 0.16779 | 0.089435
C_WND | WEC17 | 0.16149 | 0.32973 | 0.39496 | 0.1782 | 0.2007 | 0.2014 | 0.30663 | 0.19784 | 0.23408 | 0.41753 | 0.37185 | 0.097246
C_WND | WEC18 | 0.47389 | 0.31223 | 0.34528 | 0.21279 | 0.23004 | 0.45226 | 0.30516 | 0.26077 | 0.55895 | 0.44049 | 0.1934 | 0.37135
C_WND | WEC19 | 0.2495 | 0.41611 | 0.19321 | 0.14182 | 0.54173 | 0.38412 | 0.22528 | 0.23831 | 0.25922 | 0.30649 | 0.25155 | 0.53681
C_WND | WEC20 | 0.16122 | 0.18231 | 0.3721 | 0.12796 | 0.49229 | 0.31551 | 0.49128 | 0.18533 | 0.3163 | 0.52954 | 0.5559 | 0.49721
C_WND | WEC21 | 0.347 | 0.80034 | 0.42904 | 0.19779 | 0.43851 | 0.39727 | 0.20994 | 0.73421 | 0.51501 | 0.34436 | 0.20639 | 0.54682
C_WND | WEC22 | 0.4967 | 0.84483 | 0.57455 | 0.20998 | 0.36582 | 0.79423 | 0.25524 | 0.20397 | 0.16728 | 0.20464 | 0.18771 | 0.18755
C_WND | WEC23 | 0.48805 | 0.19989 | 0.21701 | 0.33555 | 0.38894 | 0.16878 | 0.20484 | 0.27366 | 0.21614 | 0.23605 | 0.52861 | 0.36168
C_WND | WEC24 | 0.46775 | 0.45809 | 0.69687 | 0.84483 | 0.84483 | 0.24196 | 0.19912 | 0.51051 | 0.25788 | 0.29666 | 0.44142 | 0.20185
C_WND | WEC25 | 0.39774 | 0.34693 | 0.29815 | 0.44219 | 0.22583 | 0.36081 | 0.14501 | 0.17412 | 0.10656 | 0.22409 | 0.84483 | 0.31694
C_WND | WEC26 | 0.25041 | 0.31004 | 0.61952 | 0.60664 | 0.55947 | 0.43903 | 0.4607 | 0.44393 | 0.11721 | 0.22568 | 0.67014 | 0.41122
C_WND | WEC27 | 0.2793 | 0.72949 | 0.81422 | 0.32814 | 0.40825 | 0.61484 | 0.22447 | 0.55957 | 0.080685 | 0.25329 | 0.24121 | 0.53322
C_WND | WEC28 | 0.52889 | 0.40791 | 0.44358 | 0.18319 | 0.40453 | 0.32293 | 0.31326 | 0.27958 | 0.29156 | 0.10984 | 0.28252 | 0.28047
C_WND | WEC29 | 0.27875 | 0.12503 | 0.57883 | 0.37034 | 0.24105 | 0.38713 | 0.24985 | 0.15282 | 0.24793 | 0.23491 | 0.17606 | 0.36309
C_WND | WEC30 | 0.45198 | 0.30214 | 0.31573 | 0.45634 | 0.39945 | 0.84483 | 0.1693 | 0.14763 | 0.12104 | 0.20274 | 0.24278 | 0.13865
C_WND | WEC31 | 0.62776 | 0.38406 | 0.36518 | 0.43393 | 0.23828 | 0.43107 | 0.57128 | 0.25274 | 0.27951 | 0.30423 | 0.57152 | 0.44286
C_WND | WEC32 | 0.14443 | 0.84483 | 0.84483 | 0.22769 | 0.73225 | 0.49716 | 0.228 | 0.17715 | 0.4462 | 0.5001 | 0.16363 | 0.3135
C_WND | WEC33 | 0.20001 | 0.4515 | 0.23029 | 0.33005 | 0.27128 | 0.58025 | 0.2366 | 0.25187 | 0.18212 | 0.39357 | 0.28366 | 0.49168
C_WND | WEC34 | 0.35706 | 0.37895 | 0.33296 | 0.34687 | 0.53883 | 0.51401 | 0.21222 | 0.48576 | 0.22685 | 0.21431 | 0.31704 | 0.51756
C_WND | WEC35 | 0.61534 | 0.16916 | 0.43681 | 0.25202 | 0.30829 | 0.21426 | 0.11888 | 0.27789 | 0.13524 | 0.59615 | 0.76198 | 0.21621
C_WND | WEC36 | 0.33996 | 0.42082 | 0.52802 | 0.30915 | 0.25919 | 0.6586 | 0.27503 | 0.44468 | 0.38144 | 0.31853 | 0.25429 | 0.35041
C_WND | WEC37 | 0.41693 | 0.27451 | 0.56281 | 0.70294 | 0.2513 | 0.6757 | 0.31433 | 0.58163 | 0.20318 | 0.32674 | 0.26746 | 0.30064
C_WND | WEC38 | 0.34987 | 0.61932 | 0.17102 | 0.32169 | 0.55632 | 0.25174 | 0.37855 | 0.23841 | 0.37383 | 0.65804 | 0.80969 | 0.31455
C_WND | WEC39 | 0.49721 | 0.13263 | 0.50564 | 0.47691 | 0.63532 | 0.68906 | 0.11198 | 0.84483 | 0.15162 | 0.17462 | 0.31814 | 0.29103
C_WND | WEC40 | 0.41527 | 0.26493 | 0.36034 | 0.37252 | 0.76973 | 0.33695 | 0.22043 | 0.21126 | 0.19493 | 0.38343 | 0.45782 | 0.4026
C_WND | WEC41 | 0.83286 | 0.11347 | 0.2427 | 0.84483 | 0.4656 | 0.38903 | 0.43196 | 0.58259 | 0.39134 | 0.26288 | 0.35707 | 0.26644
C_WND | WEC42 | 0.34131 | 0.16349 | 0.38157 | 0.64833 | 0.64602 | 0.4671 | 0.35544 | 0.33836 | 0.19916 | 0.18425 | 0.20984 | 0.40832
C_WND | WEC43 | 0.38381 | 0.84483 | 0.23131 | 0.22138 | 0.77814 | 0.84483 | 0.1706 | 0.18128 | 0.21191 | 0.18242 | 0.27872 | 0.20703
C_WND | WEC44 | 0.43765 | 0.78202 | 0.33911 | 0.60799 | 0.28094 | 0.36487 | 0.12128 | 0.18869 | 0.51021 | 0.36073 | 0.33231 | 0.49867
C_WND | WEC45 | 0.38283 | 0.49177 | 0.1881 | 0.37936 | 0.37807 | 0.20293 | 0.45758 | 0.18295 | 0.13764 | 0.25184 | 0.33374 | 0.30458
C_WND | WEC46 | 0.18315 | 0.84483 | 0.21718 | 0.41955 | 0.31798 | 0.49502 | 0.35511 | 0.52807 | 0.34849 | 0.3291 | 0.51058 | 0.43323
C_WND | WEC47 | 0.26644 | 0.22002 | 0.29751 | 0.23058 | 0.23287 | 0.38649 | 0.52704 | 0.47128 | 0.45539 | 0.21765 | 0.4649 | 0.25967
C_WND | WEC48 | 0.65634 | 0.46281 | 0.4144 | 0.39726 | 0.6587 | 0.24332 | 0.49061 | 0.3064 | 0.18272 | 0.30367 | 0.2862 | 0.62819
C_WND | WDD1 | 0.80725 | 0.61683 | 0.22147 | 0.36733 | 0.23656 | 0.43101 | 0.20896 | 0.71647 | 0.36519 | 0.25158 | 0.37366 | 0.50052
C_WND | WDD2 | 0.24143 | 0.45455 | 0.41841 | 0.27728 | 0.41214 | 0.21428 | 0.21111 | 0.50047 | 0.11371 | 0.36289 | 0.42361 | 0.31312
C_WND | WDD3 | 0.66307 | 0.56758 | 0.20229 | 0.62275 | 0.45834 | 0.39445 | 0.40179 | 0.19883 | 0.38354 | 0.5689 | 0.43239 | 0.11707
C_WND | WDD4 | 0.45376 | 0.3672 | 0.44959 | 0.1682 | 0.84483 | 0.26783 | 0.22419 | 0.16692 | 0.13431 | 0.78308 | 0.17362 | 0.36457
C_WND | WDD5 | 0.47334 | 0.24539 | 0.47168 | 0.57886 | 0.23895 | 0.84483 | 0.24408 | 0.22684 | 0.16288 | 0.37954 | 0.31355 | 0.32644
C_WND | WDD6 | 0.15419 | 0.13105 | 0.22046 | 0.31223 | 0.34544 | 0.37007 | 0.10812 | 0.38064 | 0.080446 | 0.3564 | 0.34533 | 0.42538
C_WND | WDD7 | 0.41646 | 0.32089 | 0.26896 | 0.44697 | 0.30894 | 0.62823 | 0.084964 | 0.24261 | 0.29266 | 0.20616 | 0.53234 | 0.24563
C_WND | WDD8 | 0.35516 | 0.46015 | 0.50333 | 0.26689 | 0.46806 | 0.57168 | 0.24517 | 0.4942 | 0.1952 | 0.73749 | 0.67516 | 0.11876
C_WND | WDD9 | 0.37264 | 0.5718 | 0.68613 | 0.60206 | 0.51707 | 0.84483 | 0.15895 | 0.28104 | 0.21075 | 0.16947 | 0.19449 | 0.28517
C_WND | WDD10 | 0.65662 | 0.16644 | 0.33052 | 0.46358 | 0.59662 | 0.5009 | 0.13619 | 0.70536 | 0.26411 | 0.30988 | 0.37475 | 0.23974
C_WND | WDD11 | 0.38314 | 0.41708 | 0.29418 | 0.84483 | 0.30361 | 0.50261 | 0.22749 | 0.45798 | 0.2272 | 0.42288 | 0.22693 | 0.42507
C_WND | WDD12 | 0.84483 | 0.36804 | 0.27513 | 0.59018 | 0.40366 | 0.53699 | 0.34834 | 0.24131 | 0.39876 | 0.14704 | 0.18962 | 0.27626
C_WND | WDD13 | 0.60381 | 0.30019 | 0.30076 | 0.2941 | 0.35023 | 0.84483 | 0.26127 | 0.35491 | 0.15948 | 0.30469 | 0.50516 | 0.33538
C_WND | WDD14 | 0.12254 | 0.84483 | 0.39002 | 0.26494 | 0.43115 | 0.61244 | 0.20655 | 0.24918 | 0.27748 | 0.18961 | 0.35555 | 0.39762
C_WND | WDD15 | 0.23261 | 0.67514 | 0.75826 | 0.29361 | 0.45417 | 0.46518 | 0.18155 | 0.66742 | 0.42653 | 0.48123 | 0.27158 | 0.49816
C_WND | WDD16 | 0.26561 | 0.31346 | 0.84483 | 0.4227 | 0.38832 | 0.4589 | 0.22032 | 0.11045 | 0.12442 | 0.3397 | 0.20335 | 0.37755
C_WND | WDD17 | 0.22065 | 0.3262 | 0.26954 | 0.31906 | 0.41043 | 0.56309 | 0.28688 | 0.42461 | 0.23079 | 0.62145 | 0.6039 | 0.38302
C_WND | WDD18 | 0.1942 | 0.37096 | 0.58014 | 0.31135 | 0.4342 | 0.39168 | 0.10889 | 0.29894 | 0.21941 | 0.19133 | 0.17056 | 0.21967
C_WND | WDD19 | 0.66699 | 0.2696 | 0.60674 | 0.54764 | 0.28386 | 0.30594 | 0.20541 | 0.24625 | 0.23298 | 0.43821 | 0.49707 | 0.32282
C_WND | WDD20 | 0.42282 | 0.45401 | 0.36295 | 0.35046 | 0.54728 | 0.79217 | 0.24058 | 0.19157 | 0.59503 | 0.23444 | 0.26209 | 0.42334
C_WND | WDD21 | 0.31064 | 0.72457 | 0.35059 | 0.67623 | 0.34979 | 0.34487 | 0.37315 | 0.33352 | 0.10088 | 0.18394 | 0.21649 | 0.20801
C_WND | WDD22 | 0.2404 | 0.7905 | 0.84483 | 0.54944 | 0.36195 | 0.44413 | 0.26358 | 0.84483 | 0.25892 | 0.34309 | 0.39814 | 0.55295
C_WND | WDD23 | 0.33902 | 0.40091 | 0.44624 | 0.40188 | 0.62872 | 0.51054 | 0.085398 | 0.34864 | 0.28986 | 0.35798 | 0.15995 | 0.84483
C_WND | WDD24 | 0.27711 | 0.40407 | 0.42022 | 0.7251 | 0.23067 | 0.48209 | 0.11217 | 0.40337 | 0.34035 | 0.31584 | 0.28915 | 0.16138
C_WND | WDD25 | 0.33841 | 0.65264 | 0.84483 | 0.48437 | 0.42983 | 0.36509 | 0.29361 | 0.18381 | 0.2952 | 0.33768 | 0.23961 | 0.34323
C_WND | WDD26 | 0.7108 | 0.44137 | 0.70469 | 0.45589 | 0.38721 | 0.36773 | 0.10044 | 0.22905 | 0.14684 | 0.43538 | 0.29109 | 0.19332
C_WND | WDD27 | 0.1934 | 0.49401 | 0.84483 | 0.35024 | 0.72421 | 0.39329 | 0.41729 | 0.67002 | 0.26667 | 0.46185 | 0.19881 | 0.26338
C_WND | WDD28 | 0.66909 | 0.19025 | 0.24649 | 0.84483 | 0.45805 | 0.29038 | 0.34019 | 0.60608 | 0.37474 | 0.36169 | 0.57782 | 0.2003
C_WND | WDD29 | 0.3199 | 0.72769 | 0.32178 | 0.60912 | 0.55078 | 0.23876 | 0.25078 | 0.55604 | 0.19142 | 0.12285 | 0.19309 | 0.21507
C_WND | WDD30 | 0.16467 | 0.34992 | 0.40448 | 0.53125 | 0.84483 | 0.39473 | 0.17883 | 0.18727 | 0.16967 | 0.62149 | 0.7026 | 0.1464
C_WND | WDD31 | 0.57964 | 0.13905 | 0.30642 | 0.26972 | 0.39574 | 0.30212 | 0.13615 | 0.26116 | 0.2769 | 0.15218 | 0.099985 | 0.18737
C_WND | WDD32 | 0.54967 | 0.54206 | 0.43796 | 0.54623 | 0.84483 | 0.60415 | 0.14586 | 0.3372 | 0.66722 | 0.31077 | 0.28668 | 0.75046
C_WND | WDD33 | 0.26201 | 0.47874 | 0.75719 | 0.54027 | 0.4312 | 0.27965 | 0.11389 | 0.40802 | 0.095879 | 0.28961 | 0.43643 | 0.63926
C_WND | WDD34 | 0.27755 | 0.24397 | 0.5298 | 0.7748 | 0.54259 | 0.37159 | 0.19305 | 0.23189 | 0.091831 | 0.22657 | 0.69216 | 0.48811
C_WND | WDD35 | 0.26748 | 0.30827 | 0.26522 | 0.29066 | 0.47435 | 0.3943 | 0.30392 | 0.34516 | 0.28619 | 0.19721 | 0.32038 | 0.35648
C_WND | WDD36 | 0.14076 | 0.20675 | 0.49906 | 0.69014 | 0.84413 | 0.37656 | 0.21217 | 0.55773 | 0.56514 | 0.42785 | 0.38574 | 0.20203
C_WND | WDD37 | 0.33167 | 0.24553 | 0.22558 | 0.41186 | 0.60853 | 0.39652 | 0.34128 | 0.18179 | 0.19319 | 0.44525 | 0.14538 | 0.56363
C_WND | WDD38 | 0.28745 | 0.25334 | 0.51701 | 0.33663 | 0.52053 | 0.29637 | 0.13636 | 0.34036 | 0.23405 | 0.23687 | 0.19625 | 0.1214
C_WND | WDD39 | 0.37319 | 0.27552 | 0.35438 | 0.70091 | 0.43323 | 0.39554 | 0.13132 | 0.18994 | 0.19095 | 0.094674 | 0.44542 | 0.23383
C_WND | WDD40 | 0.4377 | 0.18904 | 0.24997 | 0.63752 | 0.55541 | 0.66259 | 0.14075 | 0.27217 | 0.077675 | 0.35724 | 0.15411 | 0.27099
C_WND | WDD41 | 0.24015 | 0.30166 | 0.47631 | 0.52443 | 0.26832 | 0.5497 | 0.18107 | 0.1994 | 0.23472 | 0.39724 | 0.30397 | 0.4748
C_WND | WDD42 | 0.46154 | 0.23367 | 0.413 | 0.37551 | 0.21018 | 0.26891 | 0.51775 | 0.24137 | 0.25182 | 0.39825 | 0.22598 | 0.51946
C_WND | WDD43 | 0.37924 | 0.30123 | 0.2448 | 0.5405 | 0.66216 | 0.43512 | 0.29361 | 0.3272 | 0.44306 | 0.47451 | 0.70154 | 0.37753
C_WND | WDD44 | 0.17458 | 0.46515 | 0.13518 | 0.39302 | 0.27759 | 0.72822 | 0.22174 | 0.11356 | 0.25695 | 0.23175 | 0.31783 | 0.1241
C_WND | WDD45 | 0.42883 | 0.48015 | 0.2736 | 0.27405 | 0.60709 | 0.19511 | 0.17122 | 0.10063 | 0.061928 | 0.32615 | 0.23168 | 0.10479
C_WND | WDD46 | 0.21638 | 0.29012 | 0.36069 | 0.37961 | 0.73223 | 0.47796 | 0.39707 | 0.71699 | 0.37424 | 0.84483 | 0.21479 | 0.38484
C_WND | WDD47 | 0.26886 | 0.59427 | 0.84483 | 0.41868 | 0.77934 | 0.41096 | 0.38287 | 0.41346 | 0.46884 | 0.48834 | 0.23811 | 0.17503
C_WND | WDD48 | 0.39304 | 0.59144 | 0.21896 | 0.21956 | 0.3656 | 0.47136 | 0.30313 | 0.34724 | 0.25065 | 0.4936 | 0.27192 | 0.34581
C_WND | WDD49 | 0.16504 | 0.17849 | 0.34528 | 0.35432 | 0.36633 | 0.58938 | 0.52921 | 0.57605 | 0.29327 | 0.19953 | 0.27362 | 0.33103
C_WND | WDD50 | 0.54537 | 0.42165 | 0.352 | 0.24328 | 0.67225 | 0.39061 | 0.41243 | 0.37561 | 0.15477 | 0.29072 | 0.29395 | 0.34876
C_WND | WDD51 | 0.19272 | 0.43354 | 0.68501 | 0.19006 | 0.20029 | 0.56645 | 0.31366 | 0.26071 | 0.35574 | 0.23496 | 0.84483 | 0.086807
C_WND | WDD52 | 0.33708 | 0.80517 | 0.23164 | 0.7563 | 0.84483 | 0.5087 | 0.20576 | 0.1688 | 0.25894 | 0.082417 | 0.33943 | 0.18857
C_WND | WDD53 | 0.28676 | 0.28922 | 0.68372 | 0.71811 | 0.34005 | 0.32242 | 0.16268 | 0.1609 | 0.22822 | 0.39669 | 0.35542 | 0.20187
C_WND | WDD54 | 0.62602 | 0.34815 | 0.28833 | 0.26281 | 0.4101 | 0.48402 | 0.84483 | 0.25829 | 0.10241 | 0.12494 | 0.18008 | 0.84483
C_WND | WDD55 | 0.80119 | 0.25248 | 0.45167 | 0.44267 | 0.46022 | 0.62171 | 0.58422 | 0.44729 | 0.33049 | 0.38218 | 0.47024 | 0.37346
C_WND | WDD56 | 0.30388 | 0.84483 | 0.62155 | 0.27934 | 0.25419 | 0.51976 | 0.14321 | 0.085761 | 0.24632 | 0.84483 | 0.31514 | 0.24003
C_WND | WDD57 | 0.28705 | 0.21714 | 0.15203 | 0.36705 | 0.52493 | 0.59763 | 0.12524 | 0.84483 | 0.26326 | 0.21027 | 0.22263 | 0.41453
C_WND | WDD58 | 0.6159 | 0.26848 | 0.29799 | 0.19515 | 0.42426 | 0.37071 | 0.14622 | 0.23772 | 0.1563 | 0.34798 | 0.15986 | 0.60173
C_WND | WDD59 | 0.30251 | 0.27207 | 0.24462 | 0.47579 | 0.84483 | 0.31591 | 0.17717 | 0.23579 | 0.28389 | 0.32918 | 0.19935 | 0.14649
C_WND | WDD60 | 0.18531 | 0.31649 | 0.24684 | 0.74114 | 0.55482 | 0.25452 | 0.41999 | 0.31092 | 0.27815 | 0.30686 | 0.16324 | 0.39338
C_WND | WDD61 | 0.31015 | 0.23756 | 0.65147 | 0.17017 | 0.4012 | 0.57691 | 0.22958 | 0.27702 | 0.30532 | 0.42589 | 0.591 | 0.16211
C_WND | WDD62 | 0.23011 | 0.14814 | 0.36571 | 0.46912 | 0.29869 | 0.34674 | 0.14802 | 0.58285 | 0.093429 | 0.35397 | 0.27998 | 0.42318
C_WND | WDD63 | 0.17233 | 0.45136 | 0.36247 | 0.5221 | 0.31783 | 0.24976 | 0.22436 | 0.43425 | 0.18407 | 0.62073 | 0.73772 | 0.21637
C_WND | WDD64 | 0.36956 | 0.31866 | 0.61129 | 0.49118 | 0.36497 | 0.64001 | 0.07612 | 0.35751 | 0.20469 | 0.28346 | 0.28395 | 0.45422
C_WND | WDD65 | 0.44755 | 0.79731 | 0.28718 | 0.29634 | 0.30369 | 0.52298 | 0.14289 | 0.46247 | 0.12181 | 0.25088 | 0.24298 | 0.54511
C_WND | WDD66 | 0.39694 | 0.22466 | 0.32823 | 0.35922 | 0.84483 | 0.49884 | 0.22064 | 0.1845 | 0.1794 | 0.19682 | 0.26901 | 0.19216
C_WND | WDD67 | 0.2994 | 0.36106 | 0.6032 | 0.21767 | 0.18265 | 0.53973 | 0.24474 | 0.27697 | 0.5304 | 0.75678 | 0.30409 | 0.42747
C_WND | WDD68 | 0.23451 | 0.31437 | 0.32815 | 0.56612 | 0.18264 | 0.54248 | 0.19768 | 0.1387 | 0.087315 | 0.27217 | 0.43345 | 0.53136
C_WND | WDD69 | 0.33825 | 0.29428 | 0.41775 | 0.59928 | 0.40641 | 0.34523 | 0.42871 | 0.33628 | 0.17684 | 0.34112 | 0.31553 | 0.22978
C_WND | WDD70 | 0.23828 | 0.30577 | 0.53542 | 0.82672 | 0.55017 | 0.52449 | 0.20074 | 0.48643 | 0.19793 | 0.33773 | 0.18779 | 0.52835
C_WND | WDD71 | 0.47676 | 0.27199 | 0.53108 | 0.39368 | 0.35249 | 0.45444 | 0.16418 | 0.34048 | 0.2108 | 0.2069 | 0.42081 | 0.18956
C_WND | WDD72 | 0.20944 | 0.41286 | 0.31199 | 0.84483 | 0.27075 | 0.29939 | 0.11065 | 0.13285 | 0.06116 | 0.30432 | 0.37621 | 0.16926
C_WND | WDD73 | 0.22688 | 0.52493 | 0.38249 | 0.72545 | 0.20525 | 0.34762 | 0.15228 | 0.14628 | 0.16752 | 0.49267 | 0.23339 | 0.34109
C_WND | WDD74 | 0.31375 | 0.16332 | 0.49684 | 0.232 | 0.52692 | 0.37003 | 0.2693 | 0.23013 | 0.37148 | 0.38077 | 0.44544 | 0.2
C_WND | WDD75 | 0.13803 | 0.33072 | 0.32984 | 0.17919 | 0.22382 | 0.43408 | 0.28387 | 0.30717 | 0.12472 | 0.26062 | 0.31903 | 0.43327
C_WND | WDD76 | 0.7297 | 0.55878 | 0.55683 | 0.62207 | 0.18512 | 0.23904 | 0.25954 | 0.74064 | 0.11151 | 0.32829 | 0.13889 | 0.33301
C_WND | WDD77 | 0.37977 | 0.30636 | 0.69584 | 0.22066 | 0.57935 | 0.40413 | 0.39444 | 0.40355 | 0.308 | 0.51933 | 0.22842 | 0.14205
C_WND | WDD78 | 0.14137 | 0.75473 | 0.49448 | 0.1006 | 0.32023 | 0.53061 | 0.31272 | 0.45351 | 0.28397 | 0.5781 | 0.82317 | 0.40389
C_WND | WDD79 | 0.29112 | 0.84483 | 0.63575 | 0.33797 | 0.40698 | 0.36589 | 0.46265 | 0.12181 | 0.084019 | 0.25443 | 0.40459 | 0.39243
C_WND | WDD80 | 0.27812 | 0.5172 | 0.29781 | 0.22917 | 0.58946 | 0.36606 | 0.19435 | 0.4289 | 0.25871 | 0.18874 | 0.63776 | 0.19206
C_WND | WDD81 | 0.58353 | 0.17436 | 0.46647 | 0.31211 | 0.29197 | 0.6499 | 0.14607 | 0.26561 | 0.076625 | 0.47279 | 0.28239 | 0.41319
C_WND | WDD82 | 0.28709 | 0.20649 | 0.59341 | 0.44399 | 0.25473 | 0.84483 | 0.41192 | 0.13381 | 0.20425 | 0.32364 | 0.53205 | 0.43834
C_WND | WDD83 | 0.308 | 0.36203 | 0.31828 | 0.24322 | 0.29947 | 0.5129 | 0.2371 | 0.40075 | 0.362 | 0.16729 | 0.1603 | 0.38217
C_WND | WDD84 | 0.16434 | 0.36567 | 0.6121 | 0.47939 | 0.608 | 0.49297 | 0.33583 | 0.23947 | 0.14064 | 0.26456 | 0.84483 | 0.42138
C_WND | WDD85 | 0.36442 | 0.60937 | 0.2508 | 0.63697 | 0.45705 | 0.22914 | 0.3955 | 0.37977 | 0.16655 | 0.57397 | 0.38758 | 0.26777
C_WND | WDD86 | 0.30282 | 0.69109 | 0.53155 | 0.71589 | 0.31909 | 0.80291 | 0.097689 | 0.18137 | 0.2534 | 0.24638 | 0.31442 | 0.23769
C_WND | WDD87 | 0.6067 | 0.26458 | 0.25128 | 0.27569 | 0.37634 | 0.74219 | 0.36953 | 0.39656 | 0.22623 | 0.24483 | 0.1573 | 0.3788
C_WND | WDD88 | 0.19846 | 0.39256 | 0.42761 | 0.30559 | 0.26935 | 0.42777 | 0.35756 | 0.24245 | 0.32423 | 0.15593 | 0.41567 | 0.23568
C_WND | WDD89 | 0.55502 | 0.15737 | 0.51586 | 0.37194 | 0.28687 | 0.75561 | 0.11874 | 0.62944 | 0.27689 | 0.22248 | 0.4071 | 0.43864
C_WND | WDD90 | 0.243 | 0.43487 | 0.32301 | 0.30535 | 0.25602 | 0.25823 | 0.18682 | 0.21004 | 0.51168 | 0.49975 | 0.17485 | 0.50999
C_WND | WDD91 | 0.34507 | 0.3208 | 0.36088 | 0.4711 | 0.11864 | 0.43456 | 0.094389 | 0.17923 | 0.37849 | 0.49594 | 0.44077 | 0.20896
C_WND | WDD92 | 0.19447 | 0.4034 | 0.23025 | 0.24264 | 0.22106 | 0.61233 | 0.10319 | 0.32737 | 0.092256 | 0.19039 | 0.46481 | 0.19561
C_WND | WDD93 | 0.36176 | 0.84483 | 0.15292 | 0.38458 | 0.24474 | 0.27581 | 0.31267 | 0.43696 | 0.10714 | 0.60249 | 0.25691 | 0.39711
C_WND | WDD94 | 0.60654 | 0.41453 | 0.15659 | 0.13902 | 0.45034 | 0.27365 | 0.29864 | 0.26865 | 0.18827 | 0.84483 | 0.10729 | 0.26214
C_WND | WDD95 | 0.32159 | 0.22911 | 0.40433 | 0.5517 | 0.28991 | 0.38147 | 0.25917 | 0.44785 | 0.2492 | 0.38877 | 0.54779 | 0.2579
C_WND | WDD96 | 0.24314 | 0.37514 | 0.30242 | 0.44054 | 0.44742 | 0.42553 | 0.47437 | 0.42088 | 0.4518 | 0.34288 | 0.24139 | 0.27323
C_WND | WDD97 | 0.58785 | 0.18228 | 0.46452 | 0.19901 | 0.28386 | 0.4168 | 0.40911 | 0.17567 | 0.23242 | 0.1723 | 0.30309 | 0.62344
C_WND | WDD98 | 0.27227 | 0.6642 | 0.36555 | 0.46502 | 0.74649 | 0.64297 | 0.18739 | 0.48785 | 0.26335 | 0.27289 | 0.3307 | 0.49584
C_WND | WDD99 | 0.33903 | 0.36107 | 0.54295 | 0.61465 | 0.223 | 0.37884 | 0.12459 | 0.1924 | 0.18772 | 0.20244 | 0.22176 | 0.25258
C_WND | WDD100 | 0.27135 | 0.32101 | 0.84483 | 0.11145 | 0.84483 | 0.38932 | 0.49613 | 0.24886 | 0.33374 | 0.17929 | 0.20701 | 0.45569
C_WND | WDD101 | 0.69423 | 0.84483 | 0.83476 | 0.42357 | 0.36781 | 0.48524 | 0.20291 | 0.12923 | 0.3179 | 0.41122 | 0.30364 | 0.42641
C_WND | WDD102 | 0.23792 | 0.55553 | 0.56491 | 0.82418 | 0.67834 | 0.26793 | 0.20905 | 0.31473 | 0.31632 | 0.18222 | 0.12651 | 0.54405
C_WND | WDD103 | 0.34505 | 0.84483 | 0.28415 | 0.49669 | 0.26289 | 0.32547 | 0.45361 | 0.16605 | 0.35495 | 0.26827 | 0.2108 | 0.58672
C_WND | WDD104 | 0.19013 | 0.21048 | 0.56117 | 0.31338 | 0.48686 | 0.28619 | 0.11142 | 0.30645 | 0.06493 | 0.16778 | 0.25062 | 0.18173
C_WND | WDD105 | 0.19997 | 0.82708 | 0.24936 | 0.29256 | 0.26909 | 0.30087 | 0.2259 | 0.25927 | 0.16473 | 0.16151 | 0.15735 | 0.33893
C_WND | WDD106 | 0.3129 | 0.1925 | 0.46499 | 0.22201 | 0.24166 | 0.47478 | 0.40893 | 0.32022 | 0.15328 | 0.15985 | 0.22173 | 0.17784
C_WND | WDD107 | 0.29402 | 0.66832 | 0.40427 | 0.40147 | 0.70285 | 0.28118 | 0.50569 | 0.36335 | 0.23707 | 0.21766 | 0.37883 | 0.23445
C_WND | WDD108 | 0.34554 | 0.15155 | 0.3186 | 0.29834 | 0.61264 | 0.19867 | 0.3685 | 0.2996 | 0.14946 | 0.1495 | 0.58053 | 0.18074
C_WND | WDD109 | 0.28603 | 0.31467 | 0.31766 | 0.72196 | 0.35672 | 0.79987 | 0.47143 | 0.24073 | 0.15379 | 0.14829 | 0.257 | 0.29409
C_WND | WDD110 | 0.6656 | 0.16659 | 0.39396 | 0.45051 | 0.48945 | 0.35468 | 0.27489 | 0.12714 | 0.30909 | 0.35727 | 0.37299 | 0.42954
C_WND | WDD111 | 0.3479 | 0.37458 | 0.74628 | 0.30367 | 0.46791 | 0.51874 | 0.10783 | 0.13902 | 0.23009 | 0.33194 | 0.3507 | 0.70432
C_WND | WDD112 | 0.34724 | 0.39188 | 0.60665 | 0.47888 | 0.56467 | 0.44348 | 0.097914 | 0.16391 | 0.17364 | 0.33186 | 0.76076 | 0.32228
C_WND | WDD113 | 0.1846 | 0.51526 | 0.35777 | 0.37785 | 0.47235 | 0.79435 | 0.31034 | 0.38591 | 0.24616 | 0.5301 | 0.3469 | 0.3285
C_WND | WDD114 | 0.40092 | 0.36316 | 0.33795 | 0.11203 | 0.60797 | 0.35439 | 0.23154 | 0.32849 | 0.29629 | 0.27351 | 0.49719 | 0.46396
C_WND | WDD115 | 0.70859 | 0.39332 | 0.31826 | 0.5957 | 0.50993 | 0.42829 | 0.10565 | 0.50816 | 0.13721 | 0.094408 | 0.19322 | 0.4537
C_WND | WDD116 | 0.53984 | 0.81651 | 0.16645 | 0.28687 | 0.84483 | 0.36497 | 0.15405 | 0.24505 | 0.38724 | 0.30038 | 0.26731 | 0.47436
C_WND | WDD117 | 0.11316 | 0.49111 | 0.31747 | 0.27418 | 0.37916 | 0.6212 | 0.16768 | 0.19574 | 0.16869 | 0.45129 | 0.17078 | 0.39565
C_WND | WDD118 | 0.25061 | 0.23584 | 0.58147 | 0.42005 | 0.22895 | 0.31123 | 0.24565 | 0.24786 | 0.30983 | 0.25256 | 0.26677 | 0.40992
C_WND | WDD119 | 0.49814 | 0.28373 | 0.43136 | 0.84483 | 0.79929 | 0.8321 | 0.24756 | 0.17011 | 0.17525 | 0.28066 | 0.37724 | 0.32882
C_WND | WDD120 | 0.68093 | 0.58408 | 0.33489 | 0.48304 | 0.31507 | 0.7393 | 0.27282 | 0.27534 | 0.18655 | 0.34621 | 0.10577 | 0.3763
C_WND | WED1 | 0.81956 | 0.60235 | 0.45295 | 0.29381 | 0.42718 | 0.72495 | 0.2199 | 0.41729 | 0.23825 | 0.27509 | 0.40128 | 0.44519
C_WND | WED2 | 0.43366 | 0.42282 | 0.58004 | 0.62101 | 0.49165 | 0.42658 | 0.31342 | 0.24944 | 0.13784 | 0.26812 | 0.15875 | 0.30176
C_WND | WED3 | 0.49023 | 0.51743 | 0.84483 | 0.46882 | 0.32776 | 0.22874 | 0.30983 | 0.17384 | 0.15878 | 0.23327 | 0.19882 | 0.10663
C_WND | WED4 | 0.37071 | 0.19794 | 0.34631 | 0.44372 | 0.3613 | 0.56515 | 0.10035 | 0.35467 | 0.2228 | 0.20622 | 0.34217 | 0.18615
C_WND | WED5 | 0.58352 | 0.38606 | 0.36837 | 0.35225 | 0.35548 | 0.63283 | 0.47579 | 0.25788 | 0.17317 | 0.5127 | 0.28975 | 0.33627
C_WND | WED6 | 0.35632 | 0.22454 | 0.1504 | 0.49997 | 0.26842 | 0.49319 | 0.73533 | 0.15648 | 0.30754 | 0.175 | 0.4222 | 0.11353
C_WND | WED7 | 0.2995 | 0.36594 | 0.59999 | 0.83173 | 0.12828 | 0.21336 | 0.30769 | 0.27521 | 0.33214 | 0.38625 | 0.65897 | 0.24783
C_WND | WED8 | 0.30042 | 0.39917 | 0.28588 | 0.74726 | 0.29779 | 0.28764 | 0.22653 | 0.51575 | 0.10028 | 0.12374 | 0.19568 | 0.3235
C_WND | WED9 | 0.5297 | 0.44903 | 0.17888 | 0.5037 | 0.36631 | 0.5996 | 0.13601 | 0.11963 | 0.26426 | 0.45147 | 0.1712 | 0.22114
C_WND | WED10 | 0.46617 | 0.22351 | 0.57934 | 0.38728 | 0.25972 | 0.33054 | 0.24129 | 0.84483 | 0.41966 | 0.43665 | 0.30222 | 0.22827
C_WND | WED11 | 0.34853 | 0.36657 | 0.84483 | 0.21534 | 0.11195 | 0.16377 | 0.44957 | 0.23224 | 0.24975 | 0.3994 | 0.39711 | 0.37076
C_WND | WED12 | 0.30284 | 0.41024 | 0.38811 | 0.3743 | 0.63803 | 0.49609 | 0.26579 | 0.38922 | 0.24923 | 0.33832 | 0.20665 | 0.32458
C_WND | WED13 | 0.43221 | 0.31305 | 0.2972 | 0.59379 | 0.60251 | 0.504 | 0.10083 | 0.35105 | 0.4011 | 0.38487 | 0.11766 | 0.25982
C_WND | WED14 | 0.21777 | 0.43253 | 0.16829 | 0.35133 | 0.84483 | 0.41232 | 0.40323 | 0.1926 | 0.52385 | 0.13801 | 0.51831 | 0.21621
C_WND | WED15 | 0.72132 | 0.51997 | 0.73771 | 0.25379 | 0.33666 | 0.67145 | 0.22662 | 0.42279 | 0.22781 | 0.31766 | 0.34209 | 0.16018
C_WND | WED16 | 0.26465 | 0.56336 | 0.50835 | 0.41116 | 0.67917 | 0.5944 | 0.14891 | 0.13996 | 0.44384 | 0.22934 | 0.13133 | 0.14049
C_WND | WED17 | 0.30386 | 0.23211 | 0.19416 | 0.84483 | 0.40994 | 0.4329 | 0.34687 | 0.31447 | 0.11077 | 0.2451 | 0.84483 | 0.16519
C_WND | WED18 | 0.62118 | 0.6068 | 0.34035 | 0.20569 | 0.32368 | 0.42862 | 0.37645 | 0.28544 | 0.2527 | 0.36885 | 0.25017 | 0.48186
C_WND | WED19 | 0.31482 | 0.11894 | 0.32033 | 0.47999 | 0.3014 | 0.31411 | 0.13353 | 0.18085 | 0.43249 | 0.16245 | 0.34374 | 0.27256
C_WND | WED20 | 0.16824 | 0.23441 | 0.8126 | 0.34325 | 0.23696 | 0.2841 | 0.27589 | 0.26163 | 0.24848 | 0.1828 | 0.29175 | 0.33953
C_WND | WED21 | 0.46077 | 0.84483 | 0.59883 | 0.46977 | 0.55056 | 0.27756 | 0.38051 | 0.29034 | 0.53654 | 0.30821 | 0.3287 | 0.36494
C_WND | WED22 | 0.25842 | 0.29901 | 0.24173 | 0.69174 | 0.2542 | 0.31671 | 0.14044 | 0.14648 | 0.4451 | 0.1088 | 0.29892 | 0.28968
C_WND | WED23 | 0.26203 | 0.2878 | 0.29529 | 0.28966 | 0.42015 | 0.63465 | 0.42957 | 0.3809 | 0.29969 | 0.25158 | 0.18091 | 0.3088
C_WND | WED24 | 0.30686 | 0.30699 | 0.84483 | 0.4218 | 0.48827 | 0.84483 | 0.15343 | 0.2027 | 0.75282 | 0.17123 | 0.24086 | 0.086653
C_WND | WED25 | 0.1539 | 0.28436 | 0.43405 | 0.564 | 0.4629 | 0.84483 | 0.40413 | 0.10129 | 0.27424 | 0.32251 | 0.19862 | 0.19682
C_WND | WED26 | 0.49492 | 0.34804 | 0.48931 | 0.78213 | 0.22433 | 0.2113 | 0.41713 | 0.54792 | 0.17295 | 0.10497 | 0.36339 | 0.2058
C_WND | WED27 | 0.53777 | 0.20207 | 0.13676 | 0.49217 | 0.29827 | 0.34985 | 0.33367 | 0.31892 | 0.4728 | 0.56017 | 0.24735 | 0.42741
C_WND | WED28 | 0.1858 | 0.17323 | 0.57888 | 0.70975 | 0.46873 | 0.25518 | 0.1896 | 0.47403 | 0.14304 | 0.2312 | 0.18614 | 0.30878
C_WND | WED29 | 0.84483 | 0.67778 | 0.4073 | 0.32997 | 0.60226 | 0.29679 | 0.45893 | 0.34446 | 0.27721 | 0.25177 | 0.4048 | 0.27668
C_WND | WED30 | 0.26966 | 0.49643 | 0.43217 | 0.84483 | 0.47677 | 0.44494 | 0.16616 | 0.35034 | 0.097949 | 0.25582 | 0.5247 | 0.26435
C_WND | WED31 | 0.73997 | 0.34512 | 0.32447 | 0.61295 | 0.63573 | 0.37851 | 0.44363 | 0.38108 | 0.27529 | 0.077296 | 0.29534 | 0.84483
C_WND | WED32 | 0.20934 | 0.51395 | 0.3426 | 0.40881 | 0.46839 | 0.24612 | 0.24992 | 0.2842 | 0.13837 | 0.48978 | 0.14704 | 0.27957
C_WND | WED33 | 0.35111 | 0.35293 | 0.3776 | 0.2239 | 0.7138 | 0.24754 | 0.25363 | 0.38677 | 0.13052 | 0.31517 | 0.43812 | 0.2934
C_WND | WED34 | 0.64363 | 0.23561 | 0.61351 | 0.55862 | 0.3763 | 0.24705 | 0.1029 | 0.22348 | 0.44106 | 0.32931 | 0.14667 | 0.28584
C_WND | WED35 | 0.41009 | 0.45915 | 0.5091 | 0.41439 | 0.44306 | 0.78495 | 0.28888 | 0.71061 | 0.27768 | 0.40802 | 0.26074 | 0.40069
C_WND | WED36 | 0.46558 | 0.28182 | 0.2913 | 0.23608 | 0.32639 | 0.74228 | 0.31208 | 0.30227 | 0.12241 | 0.33978 | 0.30655 | 0.13012
C_WND | WED37 | 0.57206 | 0.75913 | 0.74937 | 0.40722 | 0.60211 | 0.21617 | 0.18229 | 0.40859 | 0.096778 | 0.15462 | 0.2403 | 0.80952
C_WND | WED38 | 0.31742 | 0.55541 | 0.27213 | 0.31111 | 0.41469 | 0.56325 | 0.17967 | 0.19633 | 0.29833 | 0.58184 | 0.19394 | 0.50677
C_WND | WED39 | 0.31949 | 0.24194 | 0.748 | 0.18851 | 0.45164 | 0.21951 | 0.18442 | 0.15583 | 0.20763 | 0.40324 | 0.56013 | 0.43549
C_WND | WED40 | 0.34012 | 0.14939 | 0.30362 | 0.25151 | 0.35481 | 0.21885 | 0.45621 | 0.16904 | 0.21714 | 0.27559 | 0.17647 | 0.19615
C_WND | WED41 | 0.17889 | 0.29123 | 0.14528 | 0.2115 | 0.58408 | 0.18314 | 0.1685 | 0.47614 | 0.3914 | 0.52689 | 0.29468 | 0.1199
C_WND | WED42 | 0.22449 | 0.30137 | 0.34029 | 0.24561 | 0.43442 | 0.26121 | 0.092123 | 0.29868 | 0.19256 | 0.51357 | 0.41632 | 0.29808
C_WND | WED43 | 0.39494 | 0.17181 | 0.49197 | 0.7321 | 0.23128 | 0.28704 | 0.2719 | 0.25845 | 0.13138 | 0.14904 | 0.45799 | 0.30585
C_WND | WED44 | 0.36814 | 0.20661 | 0.84483 | 0.30131 | 0.36761 | 0.23586 | 0.64816 | 0.65922 | 0.39898 | 0.63671 | 0.23338 | 0.51583
C_WND | WED45 | 0.40774 | 0.6771 | 0.72463 | 0.51017 | 0.64028 | 0.56561 | 0.25921 | 0.41243 | 0.35604 | 0.16403 | 0.2462 | 0.84483
C_WND | WED46 | 0.31993 | 0.3356 | 0.55105 | 0.84483 | 0.47421 | 0.13257 | 0.2015 | 0.2119 | 0.17375 | 0.47983 | 0.17953 | 0.36852
C_WND | WED47 | 0.66507 | 0.45517 | 0.34009 | 0.41327 | 0.55652 | 0.32584 | 0.17841 | 0.35446 | 0.2465 | 0.098069 | 0.39735 | 0.52362
C_WND | WED48 | 0.84483 | 0.25966 | 0.2862 | 0.84483 | 0.23241 | 0.2744 | 0.2299 | 0.14312 | 0.0978 | 0.18271 | 0.44288 | 0.201
C_WND | WEE1 | 0.45771 | 0.61698 | 0.33955 | 0.43596 | 0.27702 | 0.84483 | 0.29586 | 0.3205 | 0.14007 | 0.61169 | 0.41236 | 0.30816
C_WND | WEE2 | 0.16556 | 0.13634 | 0.46551 | 0.33975 | 0.29276 | 0.44033 | 0.45912 | 0.28293 | 0.12838 | 0.34953 | 0.40075 | 0.20479
C_WND | WEE3 | 0.49635 | 0.81882 | 0.41438 | 0.47285 | 0.39731 | 0.46052 | 0.5091 | 0.3313 | 0.41285 | 0.4621 | 0.23107 | 0.43511
C_WND | WEE4 | 0.32442 | 0.84483 | 0.84483 | 0.38141 | 0.26894 | 0.84483 | 0.10143 | 0.13984 | 0.40155 | 0.34332 | 0.28727 | 0.26638
C_WND | WEE5 | 0.28755 | 0.14028 | 0.20148 | 0.20583 | 0.59301 | 0.84483 | 0.22317 | 0.10235 | 0.1265 | 0.34874 | 0.20954 | 0.25882
C_WND | WEE6 | 0.49522 | 0.29382 | 0.29724 | 0.44994 | 0.3163 | 0.44094 | 0.19533 | 0.22529 | 0.38167 | 0.21723 | 0.38237 | 0.17894
C_WND | WEE7 | 0.23687 | 0.47202 | 0.69188 | 0.24577 | 0.31217 | 0.3948 | 0.20073 | 0.35219 | 0.20806 | 0.35204 | 0.35202 | 0.11471
C_WND | WEE8 | 0.15423 | 0.25146 | 0.29233 | 0.31355 | 0.77732 | 0.50101 | 0.14675 | 0.53408 | 0.16881 | 0.22203 | 0.4166 | 0.6684
C_WND | WEE9 | 0.19186 | 0.3942 | 0.35621 | 0.67847 | 0.43952 | 0.48672 | 0.16886 | 0.18214 | 0.13296 | 0.44875 | 0.24806 | 0.63208
C_WND | WEE10 | 0.46358 | 0.29487 | 0.56349 | 0.25322 | 0.14033 | 0.3124 | 0.22379 | 0.17408 | 0.39928 | 0.29656 | 0.24176 | 0.36886
C_WND | WEE11 | 0.28451 | 0.28699 | 0.32496 | 0.3956 | 0.35638 | 0.35203 | 0.27427 | 0.15929 | 0.21778 | 0.296 | 0.34264 | 0.35224
C_WND | WEE12 | 0.48671 | 0.80496 | 0.55214 | 0.1389 | 0.24413 | 0.21436 | 0.078816 | 0.19821 | 0.12308 | 0.13661 | 0.28367 | 0.29349
C_WND | WEE13 | 0.51415 | 0.65346 | 0.29817 | 0.57999 | 0.49698 | 0.45919 | 0.19071 | 0.24899 | 0.37156 | 0.42958 | 0.61483 | 0.40863
C_WND | WEE14 | 0.60899 | 0.22886 | 0.35491 | 0.35978 | 0.53229 | 0.19937 | 0.24675 | 0.37466 | 0.46268 | 0.34788 | 0.22997 | 0.27957
C_WND | WEE15 | 0.30398 | 0.20257 | 0.32995 | 0.35055 | 0.30883 | 0.72627 | 0.16993 | 0.345 | 0.20547 | 0.1677 | 0.26221 | 0.23126
C_WND | WEE16 | 0.16299 | 0.2527 | 0.55503 | 0.53428 | 0.41017 | 0.68919 | 0.17283 | 0.6276 | 0.24466 | 0.27304 | 0.1733 | 0.39868
C_WND | WEE17 | 0.27569 | 0.18434 | 0.40063 | 0.5638 | 0.42907 | 0.28765 | 0.34248 | 0.29108 | 0.099049 | 0.47391 | 0.27022 | 0.25936
C_WND | WEE18 | 0.29369 | 0.3188 | 0.59542 | 0.33193 | 0.58134 | 0.26335 | 0.54338 | 0.43395 | 0.30989 | 0.41693 | 0.21669 | 0.11953
C_WND | WEE19 | 0.36991 | 0.34484 | 0.22278 | 0.57964 | 0.26416 | 0.39641 | 0.16232 | 0.14692 | 0.18101 | 0.21167 | 0.28502 | 0.39594
C_WND | WEE20 | 0.1852 | 0.33395 | 0.38511 | 0.30624 | 0.41177 | 0.61188 | 0.25637 | 0.6707 | 0.18795 | 0.20566 | 0.46482 | 0.43204
C_WND | WEE21 | 0.11233 | 0.11951 | 0.28257 | 0.31084 | 0.3036 | 0.23769 | 0.27131 | 0.29251 | 0.27486 | 0.16285 | 0.38144 | 0.14504
C_WND | WEE22 | 0.36438 | 0.24673 | 0.84483 | 0.2121 | 0.2837 | 0.30802 | 0.19558 | 0.18378 | 0.13955 | 0.19074 | 0.16967 | 0.3474
C_WND | WEE23 | 0.21591 | 0.40718 | 0.44565 | 0.16173 | 0.37794 | 0.62519 | 0.21131 | 0.18344 | 0.076641 | 0.24056 | 0.26656 | 0.66794
C_WND | WEE24 | 0.2639 | 0.43101 | 0.34297 | 0.29522 | 0.63012 | 0.68049 | 0.15302 | 0.19407 | 0.34939 | 0.21112 | 0.14497 | 0.19261
C_WND | WEE25 | 0.44711 | 0.32348 | 0.46952 | 0.16732 | 0.55759 | 0.29518 | 0.36545 | 0.18282 | 0.60618 | 0.50478 | 0.10594 | 0.33335
C_WND | WEE26 | 0.14764 | 0.84483 | 0.38236 | 0.15624 | 0.30418 | 0.37071 | 0.47899 | 0.32297 | 0.22501 | 0.55619 | 0.38486 | 0.38607
C_WND | WEE27 | 0.39725 | 0.21889 | 0.34715 | 0.60927 | 0.42963 | 0.71608 | 0.24503 | 0.55352 | 0.12566 | 0.24822 | 0.34167 | 0.47475
C_WND | WEE28 | 0.24864 | 0.27743 | 0.4331 | 0.28475 | 0.48648 | 0.84483 | 0.38399 | 0.18926 | 0.19677 | 0.14345 | 0.19249 | 0.39951
C_WND | WEE29 | 0.20686 | 0.16328 | 0.50256 | 0.35489 | 0.17042 | 0.32889 | 0.098417 | 0.15739 | 0.2924 | 0.1746 | 0.30223 | 0.70503
C_WND | WEE30 | 0.73203 | 0.43405 | 0.2546 | 0.56197 | 0.52791 | 0.64745 | 0.13572 | 0.2468 | 0.21754 | 0.21634 | 0.39938 | 0.84483
C_WND | WEE31 | 0.12726 | 0.27192 | 0.54763 | 0.84483 | 0.22075 | 0.48177 | 0.84483 | 0.35625 | 0.24532 | 0.43571 | 0.11566 | 0.25278
C_WND | WEE32 | 0.19422 | 0.68366 | 0.3751 | 0.38952 | 0.31632 | 0.33674 | 0.18142 | 0.16758 | 0.17549 | 0.39792 | 0.28163 | 0.13061
C_WND | WEE33 | 0.11527 | 0.35943 | 0.57869 | 0.30895 | 0.37977 | 0.18877 | 0.38214 | 0.19292 | 0.14385 | 0.47476 | 0.46595 | 0.39668
C_WND | WEE34 | 0.29904 | 0.28028 | 0.53546 | 0.50219 | 0.24453 | 0.20136 | 0.27771 | 0.27608 | 0.84483 | 0.16477 | 0.32905 | 0.84483
C_WND | WEE35 | 0.23571 | 0.1326 | 0.32512 | 0.48579 | 0.18556 | 0.68849 | 0.29668 | 0.32896 | 0.3621 | 0.27228 | 0.26897 | 0.84483
C_WND | WEE36 | 0.46876 | 0.23026 | 0.13222 | 0.68178 | 0.5814 | 0.25905 | 0.11432 | 0.51602 | 0.2869 | 0.4915 | 0.45256 | 0.51819
C_WND | WEE37 | 0.43334 | 0.32986 | 0.2604 | 0.42781 | 0.49526 | 0.54712 | 0.25437 | 0.13121 | 0.46761 | 0.54166 | 0.48058 | 0.22998
C_WND | WEE38 | 0.47701 | 0.4033 | 0.55458 | 0.55624 | 0.34458 | 0.29063 | 0.23175 | 0.48329 | 0.17041 | 0.29153 | 0.258 | 0.43347
C_WND | WEE39 | 0.39581 | 0.21719 | 0.18414 | 0.43675 | 0.76496 | 0.47629 | 0.21576 | 0.28636 | 0.23673 | 0.42933 | 0.21702 | 0.32748
C_WND | WEE40 | 0.27481 | 0.83197 | 0.35244 | 0.36229 | 0.34437 | 0.50702 | 0.57144 | 0.47304 | 0.13418 | 0.27618 | 0.1355 | 0.20918
C_WND | WEE41 | 0.14965 | 0.39884 | 0.49935 | 0.71706 | 0.59093 | 0.55152 | 0.19067 | 0.24287 | 0.34129 | 0.56281 | 0.2065 | 0.25052
C_WND | WEE42 | 0.29282 | 0.24821 | 0.32727 | 0.1854 | 0.61944 | 0.35464 | 0.27151 | 0.22818 | 0.078214 | 0.55822 | 0.42843 | 0.19491
C_WND | WEE43 | 0.40183 | 0.4074 | 0.35784 | 0.39508 | 0.68011 | 0.2932 | 0.13829 | 0.41992 | 0.33754 | 0.62411 | 0.28491 | 0.24897
C_WND | WEE44 | 0.27348 | 0.5606 | 0.32083 | 0.27507 | 0.24112 | 0.47744 | 0.43061 | 0.39791 | 0.33726 | 0.32496 | 0.35217 | 0.30408
C_WND | WEE45 | 0.31843 | 0.082136 | 0.43964 | 0.75993 | 0.37829 | 0.19931 | 0.11297 | 0.4373 | 0.30112 | 0.20063 | 0.34301 | 0.47218
C_WND | WEE46 | 0.16874 | 0.58443 | 0.22442 | 0.39355 | 0.83238 | 0.29459 | 0.20392 | 0.19918 | 0.41753 | 0.24056 | 0.45371 | 0.47321
C_WND | WEE47 | 0.59138 | 0.29008 | 0.19903 | 0.68506 | 0.60776 | 0.34483 | 0.16502 | 0.23596 | 0.25867 | 0.43031 | 0.28932 | 0.26477
C_WND | WEE48 | 0.26529 | 0.55657 | 0.84483 | 0.30249 | 0.32548 | 0.47571 | 0.382 | 0.23235 | 0.29421 | 0.36034 | 0.14922 | 0.19508
C_WND | WDE1 | 0.57647 | 0.30723 | 0.62228 | 0.68847 | 0.2098 | 0.1546 | 0.49228 | 0.24223 | 0.30945 | 0.70384 | 0.61536 | 0.46339
C_WND | WDE2 | 0.3228 | 0.44601 | 0.30259 | 0.25088 | 0.19323 | 0.27381 | 0.22651 | 0.19424 | 0.23443 | 0.42422 | 0.43347 | 0.34266
C_WND | WDE3 | 0.82491 | 0.2021 | 0.38211 | 0.35716 | 0.27311 | 0.4673 | 0.16668 | 0.23849 | 0.24248 | 0.17123 | 0.46026 | 0.38848
C_WND | WDE4 | 0.24962 | 0.16885 | 0.84483 | 0.65983 | 0.279 | 0.84483 | 0.35408 | 0.43013 | 0.21895 | 0.13428 | 0.1264 | 0.49309
C_WND | WDE5 | 0.64714 | 0.26025 | 0.27643 | 0.55198 | 0.84483 | 0.34268 | 0.49539 | 0.41339 | 0.28423 | 0.3073 | 0.19737 | 0.46509
C_WND | WDE6 | 0.33321 | 0.42014 | 0.2491 | 0.48974 | 0.18692 | 0.41215 | 0.25757 | 0.2809 | 0.25692 | 0.18015 | 0.2324 | 0.2798
C_WND | WDE7 | 0.32198 | 0.17496 | 0.23121 | 0.20033 | 0.75631 | 0.21626 | 0.13677 | 0.2323 | 0.49707 | 0.34843 | 0.78916 | 0.69732
C_WND | WDE8 | 0.46037 | 0.30121 | 0.36526 | 0.33269 | 0.25442 | 0.51682 | 0.32388 | 0.39089 | 0.74925 | 0.17759 | 0.18183 | 0.44016
C_WND | WDE9 | 0.38631 | 0.37263 | 0.64131 | 0.64384 | 0.81505 | 0.50851 | 0.41209 | 0.27552 | 0.12646 | 0.7741 | 0.17298 | 0.29836
C_WND | WDE10 | 0.74427 | 0.25107 | 0.28145 | 0.43041 | 0.47129 | 0.30799 | 0.52359 | 0.29604 | 0.24922 | 0.48962 | 0.27045 | 0.29353
C_WND | WDE11 | 0.36502 | 0.29269 | 0.28229 | 0.54238 | 0.43946 | 0.4895 | 0.18392 | 0.53726 | 0.1367 | 0.35987 | 0.30164 | 0.31436
C_WND | WDE12 | 0.23593 | 0.28985 | 0.42461 | 0.33993 | 0.53584 | 0.42262 | 0.11677 | 0.27512 | 0.14127 | 0.21142 | 0.75484 | 0.49089
C_WND | WDE13 | 0.31762 | 0.40486 | 0.38047 | 0.32234 | 0.44484 | 0.23351 | 0.36016 | 0.25417 | 0.20497 | 0.27964 | 0.29354 | 0.24243
C_WND | WDE14 | 0.21152 | 0.14267 | 0.84051 | 0.19325 | 0.41861 | 0.13357 | 0.20449 | 0.47376 | 0.28447 | 0.60552 | 0.40307 | 0.18587
C_WND | WDE15 | 0.25578 | 0.28239 | 0.84483 | 0.30841 | 0.336 | 0.84483 | 0.16511 | 0.66724 | 0.24845 | 0.21367 | 0.24724 | 0.31163
C_WND | WDE16 | 0.35795 | 0.37963 | 0.39355 | 0.28301 | 0.19285 | 0.18977 | 0.43074 | 0.26091 | 0.15586 | 0.15728 | 0.34307 | 0.17374
C_WND | WDE17 | 0.25975 | 0.32165 | 0.50098 | 0.39265 | 0.43692 | 0.63487 | 0.21827 | 0.25579 | 0.19118 | 0.43995 | 0.23846 | 0.29354
C_WND | WDE18 | 0.28966 | 0.50074 | 0.21649 | 0.41876 | 0.21822 | 0.53788 | 0.28135 | 0.2277 | 0.16938 | 0.39163 | 0.27967 | 0.59386
C_WND | WDE19 | 0.4914 | 0.24425 | 0.25515 | 0.25163 | 0.37613 | 0.84483 | 0.14265 | 0.22066 | 0.16819 | 0.12195 | 0.24617 | 0.15098
C_WND | WDE20 | 0.2266 | 0.25203 | 0.26222 | 0.6063 | 0.24958 | 0.259 | 0.34756 | 0.24756 | 0.28511 | 0.20658 | 0.1772 | 0.45771
C_WND | WDE21 | 0.25091 | 0.38333 | 0.27261 | 0.40656 | 0.78968 | 0.24892 | 0.38696 | 0.22607 | 0.20025 | 0.21173 | 0.32446 | 0.35458
C_WND | WDE22 | 0.22452 | 0.271 | 0.46338 | 0.2134 | 0.67672 | 0.14299 | 0.121 | 0.31764 | 0.14231 | 0.37133 | 0.29773 | 0.3089
C_WND | WDE23 | 0.62328 | 0.84483 | 0.34357 | 0.39194 | 0.29171 | 0.47668 | 0.24556 | 0.47311 | 0.19286 | 0.36501 | 0.40687 | 0.22201
C_WND | WDE24 | 0.16378 | 0.53452 | 0.32114 | 0.14632 | 0.27853 | 0.49589 | 0.098302 | 0.10334 | 0.2765 | 0.40081 | 0.4768 | 0.84483

## Rainfall
| Timeslice | 0.7494 | 0.9126 | 4.2698 | 6.4796 | 6.4188 | 4.3998 | 1.1273 | 6.2797 | 2.7848 | 0.1456 | 2.4214 | 1.4596 | 37.4484
Month |  | 1 | 2 | 3 | 4 | 5 | 6 | 7 | 8 | 9 | 10 | 11 | 12
| WDA1 | 0 | 0 | 0 | 0 | 0 | 0.0127 | 0 | 0 | 0 | 0 | 0 | 0
| WDA2 | 0 | 0 | 0 | 0 | 0 | 0 | 0 | 0 | 0 | 0 | 0 | 0
| WDA3 | 0 | 0 | 0 | 0 | 0 | 0 | 0 | 0 | 0 | 0 | 0 | 0
| WDA4 | 0 | 0 | 0 | 0 | 0 | 0 | 0 | 0 | 0 | 0 | 0 | 0
| WDA5 | 0 | 0 | 0 | 0 | 0 | 0 | 0 | 0 | 0 | 0 | 0 | 0
| WDA6 | 0 | 0 | 0 | 0 | 0 | 0 | 0 | 0 | 0 | 0 | 0 | 0
| WDA7 | 0.0029 | 0 | 0 | 0 | 0 | 0 | 0 | 0 | 0 | 0 | 0 | 0
| WDA8 | 0.0035 | 0 | 0 | 0 | 0 | 0 | 0 | 0 | 0 | 0 | 0 | 0
| WDA9 | 0 | 0 | 0 | 0 | 0 | 0 | 0 | 0 | 0 | 0 | 0 | 0
| WDA10 | 0 | 0 | 0 | 0 | 0 | 0 | 0 | 0 | 0 | 0 | 0 | 0
| WDA11 | 0 | 0 | 0 | 0.0146 | 0 | 0.0008 | 0 | 0 | 0 | 0 | 0 | 0
| WDA12 | 0 | 0 | 0 | 0 | 0 | 0 | 0 | 0 | 0.0016 | 0 | 0 | 0
| WDA13 | 0 | 0 | 0 | 0.007 | 0 | 0 | 0 | 0 | 0.007 | 0 | 0 | 0
| WDA14 | 0 | 0 | 0 | 0 | 0 | 0.0054 | 0 | 0 | 0 | 0 | 0 | 0
| WDA15 | 0.0013 | 0 | 0 | 0.0172 | 0 | 0 | 0 | 0 | 0.0019 | 0 | 0 | 0
| WDA16 | 0 | 0 | 0 | 0 | 0 | 0 | 0 | 0 | 0 | 0 | 0 | 0
| WDA17 | 0 | 0 | 0 | 0 | 0 | 0 | 0 | 0 | 0 | 0 | 0 | 0
| WDA18 | 0 | 0 | 0 | 0 | 0 | 0 | 0 | 0 | 0 | 0 | 0 | 0
| WDA19 | 0 | 0 | 0 | 0 | 0 | 0 | 0 | 0 | 0 | 0 | 0 | 0
| WDA20 | 0.0172 | 0 | 0 | 0 | 0 | 0 | 0.001 | 0 | 0 | 0 | 0 | 0
| WDA21 | 0 | 0 | 0 | 0 | 0 | 0 | 0 | 0 | 0 | 0 | 0 | 0
| WDA22 | 0 | 0 | 0 | 0 | 0 | 0.0256 | 0 | 0 | 0 | 0 | 0 | 0
| WDA23 | 0 | 0 | 0 | 0 | 0 | 0 | 0 | 0 | 0 | 0 | 0 | 0
| WDA24 | 0 | 0 | 0 | 0 | 0 | 0.0024 | 0 | 0 | 0 | 0 | 0 | 0
| WDA25 | 0 | 0.0031 | 0 | 0 | 0 | 0.0072 | 0 | 0 | 0 | 0 | 0 | 0
| WDA26 | 0 | 0.0018 | 0 | 0 | 0.0467 | 0.0061 | 0.0007 | 0 | 0.0024959 | 0 | 0 | 0
| WDA27 | 0 | 0 | 0 | 0 | 0 | 0 | 0 | 0 | 0.0039 | 0 | 0 | 0
| WDA28 | 0 | 0 | 0 | 0 | 0.0266 | 0.0188 | 0 | 0 | 0.0022 | 0 | 0 | 0
| WDA29 | 0 | 0 | 0 | 0 | 0 | 0 | 0 | 0 | 0 | 0 | 0 | 0
| WDA30 | 0 | 0 | 0 | 0 | 0 | 0 | 0 | 0 | 0 | 0 | 0 | 0
| WDA31 | 0 | 0 | 0 | 0 | 0 | 0 | 0 | 0 | 0 | 0 | 0 | 0
| WDA32 | 0 | 0 | 0 | 0 | 0 | 0.2131 | 0 | 0 | 0 | 0 | 0 | 0
| WDA33 | 0.0025 | 0 | 0 | 0 | 0 | 0 | 0 | 0 | 0 | 0 | 0.0011 | 0
| WDA34 | 0.0029 | 0 | 0 | 0 | 0 | 0 | 0 | 0 | 0 | 0 | 0 | 0
| WDA35 | 0 | 0 | 0 | 0 | 0 | 0 | 0 | 0 | 0 | 0 | 0 | 0
| WDA36 | 0.0053 | 0 | 0 | 0 | 0 | 0.0588 | 0 | 0 | 0 | 0 | 0 | 0
| WDA37 | 0 | 0 | 0 | 0 | 0 | 0 | 0 | 0 | 0 | 0 | 0 | 0
| WDA38 | 0 | 0 | 0 | 0 | 0 | 0 | 0 | 0 | 0 | 0 | 0 | 0
| WDA39 | 0 | 0 | 0 | 0 | 0 | 0.04 | 0 | 0 | 0.0113 | 0 | 0 | 0
| WDA40 | 0 | 0 | 0 | 0 | 0.0029 | 0 | 0 | 0 | 0 | 0 | 0 | 0
| WDA41 | 0 | 0 | 0 | 0 | 0.0024 | 0 | 0 | 0 | 0.0124 | 0 | 0 | 0
| WDA42 | 0 | 0 | 0 | 0 | 0 | 0 | 0 | 0 | 0 | 0 | 0 | 0
| WDA43 | 0 | 0 | 0 | 0 | 0.0256 | 0 | 0.0015 | 0 | 0.0256 | 0 | 0 | 0
| WDA44 | 0 | 0 | 0 | 0 | 0.0025 | 0.052 | 0.0037 | 0 | 0 | 0 | 0 | 0.052
| WDA45 | 0 | 0 | 0 | 0 | 0 | 0 | 0.0057 | 0 | 0 | 0 | 0 | 0.0356
| WDA46 | 0.0182 | 0 | 0 | 0 | 0 | 0.0182 | 0.0017 | 0 | 0.0011 | 0 | 0 | 0
| WDA47 | 0 | 0 | 0 | 0 | 0 | 0.0087 | 0 | 0 | 0 | 0 | 0 | 0
| WDA48 | 0 | 0 | 0 | 0 | 0 | 0.0262 | 0 | 0 | 0 | 0 | 0 | 0.0054
| WDA49 | 0.0241 | 0 | 0 | 0 | 0 | 0 | 0 | 0 | 0.0009 | 0 | 0 | 0
| WDA50 | 0.0137 | 0 | 0 | 0 | 0 | 0.0085 | 0 | 0 | 0 | 0 | 0 | 0
| WDA51 | 0.0074 | 0 | 0 | 0 | 0 | 0 | 0 | 0 | 0 | 0 | 0 | 0
| WDA52 | 0 | 0 | 0 | 0 | 0 | 0 | 0 | 0 | 0 | 0 | 0 | 0.0156
| WDA53 | 0 | 0 | 0 | 0 | 0 | 0 | 0 | 0 | 0 | 0 | 0 | 0.0144
| WDA54 | 0 | 0 | 0.001 | 0 | 0 | 0 | 0 | 0 | 0 | 0 | 0 | 0.0017
| WDA55 | 0 | 0 | 0 | 0 | 0 | 0 | 0 | 0 | 0.0062 | 0 | 0 | 0.0062
| WDA56 | 0 | 0 | 0 | 0 | 0 | 0 | 0 | 0 | 0 | 0 | 0 | 0
| WDA57 | 0 | 0 | 0 | 0 | 0 | 0 | 0 | 0 | 0 | 0 | 0 | 0
| WDA58 | 0 | 0 | 0 | 0 | 0 | 0 | 0 | 0 | 0 | 0 | 0 | 0.0639
| WDA59 | 0 | 0 | 0 | 0 | 0 | 0 | 0 | 0 | 0 | 0 | 0 | 0
| WDA60 | 0 | 0 | 0 | 0 | 0 | 0.0027 | 0 | 0 | 0 | 0 | 0 | 0
| WDA61 | 0 | 0 | 0 | 0 | 0 | 0.0108 | 0 | 0 | 0 | 0 | 0 | 0.1192
| WDA62 | 0 | 0 | 0 | 0 | 0 | 0 | 0 | 0 | 0 | 0 | 0 | 0
| WDA63 | 0 | 0 | 0 | 0 | 0 | 0.0444 | 0 | 0 | 0 | 0 | 0.0047 | 0.0444
| WDA64 | 0 | 0 | 0 | 0 | 0 | 0 | 0 | 0 | 0 | 0 | 0 | 0.0188
| WDA65 | 0 | 0 | 0 | 0 | 0 | 0.0296 | 0 | 0 | 0 | 0 | 0 | 0.0296
| WDA66 | 0 | 0 | 0 | 0 | 0 | 0.0428 | 0 | 0 | 0 | 0 | 0 | 0.0428
| WDA67 | 0 | 0 | 0 | 0 | 0 | 0.0696 | 0 | 0 | 0 | 0 | 0 | 0
| WDA68 | 0 | 0 | 0 | 0 | 0 | 0 | 0 | 0 | 0.0049 | 0 | 0 | 0
| WDA69 | 0 | 0 | 0 | 0 | 0 | 0 | 0 | 0 | 0 | 0 | 0.0742 | 0
| WDA70 | 0 | 0 | 0 | 0 | 0 | 0 | 0 | 0 | 0 | 0 | 0.2311 | 0
| WDA71 | 0 | 0 | 0 | 0 | 0 | 0 | 0 | 0 | 0 | 0 | 0 | 0
| WDA72 | 0 | 0 | 0 | 0 | 0 | 0 | 0 | 0 | 0 | 0 | 0.0429 | 0.0429
| WDA73 | 0 | 0 | 0 | 0 | 0 | 0 | 0 | 0 | 0 | 0 | 0.0013 | 0
| WDA74 | 0 | 0 | 0 | 0 | 0 | 0 | 0 | 0 | 0 | 0 | 0 | 0
| WDA75 | 0 | 0 | 0 | 0 | 0 | 0.007 | 0 | 0 | 0 | 0 | 0 | 0
| WDA76 | 0 | 0 | 0 | 0 | 0 | 0 | 0 | 0 | 0 | 0 | 0 | 0
| WDA77 | 0 | 0 | 0 | 0 | 0 | 0.005 | 0 | 0 | 0 | 0 | 0 | 0
| WDA78 | 0 | 0 | 0 | 0 | 0 | 0 | 0 | 0 | 0 | 0 | 0 | 0
| WDA79 | 0 | 0 | 0 | 0 | 0 | 0 | 0 | 0 | 0 | 0 | 0 | 0
| WDA80 | 0 | 0 | 0 | 0 | 0 | 0 | 0 | 0 | 0 | 0 | 0 | 0
| WDA81 | 0 | 0 | 0 | 0 | 0 | 0.0026 | 0 | 0 | 0 | 0 | 0 | 0
| WDA82 | 0 | 0 | 0 | 0 | 0 | 0 | 0 | 0 | 0 | 0 | 0 | 0
| WDA83 | 0 | 0 | 0 | 0 | 0 | 0.0039 | 0 | 0 | 0 | 0 | 0 | 0
| WDA84 | 0 | 0 | 0 | 0 | 0 | 0 | 0 | 0 | 0 | 0 | 0 | 0
| WDA85 | 0 | 0 | 0 | 0 | 0 | 0 | 0 | 0 | 0 | 0 | 0 | 0.0029
| WDA86 | 0 | 0 | 0 | 0 | 0 | 0 | 0 | 0 | 0 | 0 | 0 | 0.0073
| WDA87 | 0 | 0 | 0 | 0 | 0 | 0 | 0 | 0 | 0 | 0 | 0 | 0
| WDA88 | 0 | 0 | 0 | 0 | 0 | 0.0062 | 0 | 0 | 0 | 0 | 0 | 0
| WDA89 | 0 | 0 | 0 | 0 | 0 | 0.0089 | 0 | 0 | 0 | 0 | 0 | 0.0089
| WDA90 | 0 | 0 | 0 | 0 | 0 | 0 | 0 | 0 | 0 | 0 | 0 | 0
| WDA91 | 0 | 0 | 0 | 0 | 0 | 0 | 0 | 0 | 0.0219 | 0 | 0 | 0
| WDA92 | 0 | 0 | 0 | 0 | 0 | 0 | 0 | 0 | 0 | 0 | 0 | 0
| WDA93 | 0 | 0 | 0 | 0 | 0 | 0 | 0 | 0 | 0 | 0 | 0 | 0
| WDA94 | 0 | 0 | 0 | 0 | 0 | 0.005 | 0 | 0 | 0 | 0 | 0 | 0
| WDA95 | 0 | 0 | 0 | 0 | 0 | 0 | 0 | 0 | 0.0025 | 0 | 0 | 0
| WDA96 | 0 | 0 | 0 | 0 | 0 | 0 | 0 | 0 | 0.0017 | 0 | 0 | 0.0013
| WDA97 | 0 | 0 | 0 | 0 | 0 | 0.0044 | 0 | 0 | 0.0044 | 0 | 0 | 0
| WDA98 | 0 | 0 | 0 | 0 | 0 | 0 | 0 | 0 | 0 | 0 | 0 | 0
| WDA99 | 0 | 0 | 0 | 0 | 0 | 0 | 0 | 0 | 0 | 0 | 0 | 0.0239
| WDA100 | 0 | 0 | 0 | 0 | 0 | 0 | 0 | 0 | 0 | 0 | 0 | 0
| WDA101 | 0 | 0 | 0 | 0 | 0 | 0 | 0 | 0 | 0 | 0 | 0 | 0
| WDA102 | 0 | 0 | 0 | 0 | 0 | 0 | 0 | 0 | 0 | 0 | 0 | 0
| WDA103 | 0 | 0 | 0 | 0 | 0 | 0 | 0 | 0 | 0 | 0 | 0 | 0.0157
| WDA104 | 0 | 0 | 0 | 0 | 0 | 0 | 0 | 0 | 0 | 0 | 0 | 0
| WDA105 | 0 | 0 | 0 | 0 | 0 | 0 | 0 | 0 | 0 | 0 | 0 | 0
| WDA106 | 0 | 0 | 0 | 0 | 0 | 0 | 0 | 0 | 0 | 0 | 0 | 0
| WDA107 | 0 | 0 | 0 | 0 | 0 | 0 | 0 | 0 | 0 | 0 | 0 | 0
| WDA108 | 0 | 0 | 0 | 0 | 0 | 0 | 0 | 0 | 0 | 0 | 0 | 0
| WDA109 | 0 | 0 | 0 | 0 | 0 | 0 | 0 | 0 | 0 | 0 | 0 | 0
| WDA110 | 0 | 0 | 0 | 0 | 0 | 0 | 0 | 0 | 0 | 0 | 0 | 0
| WDA111 | 0 | 0 | 0 | 0 | 0 | 0 | 0 | 0 | 0.0484 | 0 | 0 | 0
| WDA112 | 0 | 0 | 0 | 0 | 0 | 0 | 0 | 0 | 0 | 0 | 0 | 0
| WDA113 | 0 | 0 | 0 | 0 | 0 | 0 | 0 | 0 | 0 | 0 | 0 | 0
| WDA114 | 0 | 0 | 0 | 0 | 0 | 0 | 0 | 0 | 0 | 0 | 0.0731 | 0
| WDA115 | 0 | 0 | 0 | 0 | 0 | 0 | 0 | 0 | 0 | 0 | 0 | 0.0064
| WDA116 | 0 | 0 | 0 | 0 | 0 | 0 | 0 | 0 | 0 | 0 | 0 | 0.0203
| WDA117 | 0 | 0 | 0 | 0 | 0 | 0 | 0 | 0 | 0 | 0 | 0 | 0
| WDA118 | 0 | 0 | 0 | 0 | 0 | 0 | 0 | 0 | 0 | 0 | 0 | 0
| WDA119 | 0 | 0 | 0 | 0 | 0 | 0 | 0 | 0 | 0 | 0 | 0 | 0
| WDA120 | 0 | 0 | 0 | 0 | 0 | 0 | 0 | 0 | 0 | 0 | 0 | 0
| WEA1 | 0 | 0 | 0 | 0 | 0 | 0 | 0 | 0 | 0 | 0 | 0 | 0
| WEA2 | 0 | 0 | 0 | 0 | 0 | 0 | 0 | 0 | 0 | 0 | 0 | 0
| WEA3 | 0 | 0 | 0 | 0 | 0 | 0 | 0 | 0 | 0 | 0 | 0 | 0
| WEA4 | 0 | 0.0045 | 0 | 0 | 0 | 0 | 0 | 0 | 0 | 0 | 0 | 0
| WEA5 | 0.0036 | 0 | 0 | 0 | 0 | 0 | 0 | 0 | 0 | 0 | 0 | 0
| WEA6 | 0.0039 | 0.0039 | 0 | 0 | 0 | 0 | 0 | 0 | 0 | 0 | 0 | 0
| WEA7 | 0 | 0.0038 | 0 | 0 | 0 | 0 | 0 | 0 | 0 | 0 | 0 | 0
| WEA8 | 0 | 0 | 0 | 0 | 0 | 0 | 0 | 0 | 0 | 0 | 0 | 0
| WEA9 | 0.0013 | 0 | 0 | 0 | 0 | 0 | 0 | 0 | 0 | 0 | 0 | 0
| WEA10 | 0 | 0 | 0 | 0 | 0 | 0 | 0 | 0 | 0 | 0 | 0 | 0
| WEA11 | 0 | 0 | 0 | 0 | 0 | 0 | 0 | 0 | 0 | 0 | 0 | 0
| WEA12 | 0 | 0 | 0.0033 | 0 | 0 | 0 | 0 | 0 | 0 | 0 | 0 | 0
| WEA13 | 0.0039 | 0 | 0.0039 | 0 | 0 | 0 | 0 | 0 | 0.0039 | 0 | 0 | 0
| WEA14 | 0 | 0 | 0.0011 | 0 | 0 | 0 | 0 | 0 | 0 | 0 | 0 | 0
| WEA15 | 0 | 0 | 0 | 0 | 0 | 0 | 0 | 0 | 0.0035 | 0 | 0 | 0
| WEA16 | 0 | 0 | 0 | 0 | 0 | 0 | 0 | 0 | 0 | 0 | 0 | 0
| WEA17 | 0 | 0 | 0 | 0 | 0 | 0 | 0 | 0 | 0.0059 | 0 | 0 | 0
| WEA18 | 0 | 0 | 0 | 0 | 0 | 0 | 0 | 0 | 0 | 0 | 0 | 0
| WEA19 | 0 | 0 | 0 | 0 | 0 | 0 | 0 | 0 | 0 | 0 | 0 | 0
| WEA20 | 0 | 0 | 0 | 0 | 0 | 0 | 0 | 0 | 0 | 0 | 0 | 0
| WEA21 | 0 | 0 | 0 | 0 | 0 | 0 | 0 | 0 | 0 | 0 | 0 | 0
| WEA22 | 0 | 0 | 0 | 0 | 0 | 0 | 0 | 0 | 0 | 0 | 0 | 0
| WEA23 | 0 | 0 | 0 | 0 | 0 | 0 | 0 | 0 | 0 | 0 | 0 | 0
| WEA24 | 0 | 0 | 0 | 0 | 0 | 0 | 0 | 0.0119 | 0 | 0 | 0.073 | 0
| WEA25 | 0 | 0 | 0 | 0 | 0 | 0 | 0 | 0 | 0 | 0 | 0.0202 | 0
| WEA26 | 0 | 0 | 0.0055 | 0 | 0 | 0 | 0 | 0 | 0 | 0 | 0 | 0
| WEA27 | 0 | 0 | 0 | 0 | 0 | 0 | 0 | 0 | 0 | 0 | 0 | 0
| WEA28 | 0 | 0 | 0 | 0 | 0 | 0 | 0 | 0 | 0 | 0 | 0 | 0
| WEA29 | 0 | 0 | 0 | 0 | 0 | 0 | 0 | 0 | 0 | 0 | 0 | 0
| WEA30 | 0 | 0 | 0 | 0 | 0 | 0 | 0 | 0 | 0 | 0 | 0 | 0
| WEA31 | 0 | 0 | 0.0043 | 0 | 0 | 0 | 0 | 0 | 0 | 0 | 0 | 0
| WEA32 | 0 | 0 | 0 | 0 | 0 | 0 | 0 | 0 | 0 | 0 | 0 | 0
| WEA33 | 0 | 0 | 0 | 0 | 0 | 0 | 0 | 0 | 0 | 0 | 0 | 0
| WEA34 | 0 | 0 | 0 | 0 | 0 | 0 | 0 | 0 | 0 | 0 | 0 | 0
| WEA35 | 0 | 0 | 0 | 0 | 0 | 0 | 0 | 0 | 0 | 0 | 0 | 0
| WEA36 | 0 | 0 | 0 | 0 | 0 | 0 | 0 | 0 | 0 | 0.0174 | 0 | 0
| WEA37 | 0 | 0 | 0 | 0 | 0 | 0 | 0 | 0 | 0 | 0 | 0 | 0
| WEA38 | 0 | 0 | 0 | 0 | 0 | 0 | 0 | 0 | 0.0008 | 0 | 0 | 0
| WEA39 | 0 | 0 | 0 | 0 | 0 | 0 | 0 | 0 | 0 | 0 | 0 | 0
| WEA40 | 0 | 0 | 0 | 0 | 0 | 0 | 0 | 0 | 0 | 0 | 0.0308 | 0
| WEA41 | 0 | 0 | 0 | 0 | 0 | 0 | 0 | 0 | 0 | 0 | 0 | 0
| WEA42 | 0 | 0 | 0.0277 | 0 | 0 | 0.0013 | 0 | 0 | 0 | 0 | 0 | 0
| WEA43 | 0 | 0 | 0 | 0 | 0 | 0 | 0 | 0 | 0 | 0 | 0.0016 | 0
| WEA44 | 0 | 0 | 0 | 0 | 0 | 0 | 0 | 0 | 0 | 0 | 0 | 0
| WEA45 | 0 | 0 | 0 | 0 | 0 | 0 | 0 | 0 | 0 | 0 | 0 | 0
| WEA46 | 0 | 0 | 0.0424 | 0 | 0 | 0 | 0 | 0 | 0 | 0 | 0 | 0
| WEA47 | 0 | 0 | 0 | 0 | 0 | 0 | 0 | 0 | 0 | 0 | 0 | 0
| WEA48 | 0 | 0 | 0 | 0 | 0 | 0 | 0 | 0 | 0 | 0 | 0 | 0
| WDB1 | 0 | 0 | 0 | 0 | 0 | 0 | 0 | 0 | 0 | 0 | 0 | 0
| WDB2 | 0 | 0 | 0 | 0 | 0 | 0 | 0 | 0 | 0 | 0 | 0 | 0
| WDB3 | 0 | 0 | 0 | 0 | 0 | 0 | 0 | 0 | 0 | 0 | 0 | 0
| WDB4 | 0 | 0 | 0 | 0 | 0 | 0 | 0 | 0 | 0 | 0 | 0.0134 | 0
| WDB5 | 0 | 0 | 0 | 0 | 0 | 0 | 0 | 0 | 0 | 0 | 0 | 0
| WDB6 | 0 | 0 | 0 | 0 | 0 | 0 | 0 | 0 | 0 | 0 | 0 | 0
| WDB7 | 0 | 0 | 0 | 0 | 0 | 0 | 0 | 0 | 0 | 0 | 0 | 0
| WDB8 | 0 | 0 | 0 | 0 | 0 | 0 | 0 | 0 | 0 | 0 | 0 | 0
| WDB9 | 0 | 0 | 0.0948 | 0 | 0 | 0 | 0 | 0 | 0 | 0 | 0 | 0
| WDB10 | 0 | 0 | 0 | 0 | 0 | 0 | 0 | 0 | 0 | 0 | 0 | 0
| WDB11 | 0 | 0 | 0 | 0 | 0 | 0 | 0 | 0 | 0 | 0 | 0 | 0
| WDB12 | 0 | 0 | 0 | 0 | 0.0029 | 0.036 | 0 | 0 | 0 | 0 | 0 | 0
| WDB13 | 0 | 0 | 0 | 0 | 0 | 0 | 0 | 0 | 0 | 0 | 0.0017 | 0
| WDB14 | 0 | 0 | 0 | 0 | 0.0083 | 0 | 0 | 0 | 0 | 0 | 0.002 | 0
| WDB15 | 0 | 0 | 0 | 0 | 0 | 0 | 0 | 0 | 0 | 0 | 0 | 0
| WDB16 | 0 | 0 | 0 | 0 | 0 | 0 | 0 | 0 | 0 | 0 | 0 | 0
| WDB17 | 0 | 0 | 0 | 0 | 0 | 0 | 0 | 0 | 0 | 0 | 0 | 0
| WDB18 | 0 | 0 | 0.018 | 0 | 0.0017 | 0 | 0 | 0 | 0 | 0 | 0 | 0
| WDB19 | 0 | 0 | 0 | 0 | 0 | 0.0574 | 0 | 0 | 0 | 0 | 0 | 0
| WDB20 | 0.0021 | 0 | 0 | 0 | 0 | 0 | 0 | 0 | 0 | 0 | 0 | 0
| WDB21 | 0 | 0 | 0.0011 | 0 | 0 | 0 | 0 | 0 | 0 | 0 | 0 | 0
| WDB22 | 0 | 0 | 0 | 0 | 0 | 0 | 0 | 0 | 0 | 0 | 0 | 0
| WDB23 | 0 | 0 | 0 | 0 | 0.0009 | 0 | 0 | 0 | 0 | 0 | 0 | 0
| WDB24 | 0 | 0 | 0.0214 | 0 | 0 | 0 | 0 | 0 | 0 | 0 | 0 | 0
| WDB25 | 0 | 0 | 0 | 0 | 0 | 0 | 0 | 0 | 0 | 0 | 0 | 0
| WDB26 | 0 | 0 | 0 | 0 | 0 | 0.0008 | 0 | 0 | 0 | 0 | 0 | 0
| WDB27 | 0 | 0 | 0 | 0 | 0 | 0 | 0 | 0 | 0 | 0 | 0 | 0
| WDB28 | 0 | 0 | 0 | 0 | 0 | 0 | 0 | 0 | 0 | 0 | 0.0106 | 0
| WDB29 | 0 | 0 | 0 | 0 | 0 | 0 | 0 | 0 | 0 | 0 | 0 | 0
| WDB30 | 0 | 0 | 0 | 0 | 0 | 0 | 0 | 0 | 0 | 0 | 0 | 0
| WDB31 | 0 | 0 | 0 | 0 | 0 | 0 | 0 | 0 | 0 | 0 | 0 | 0
| WDB32 | 0 | 0 | 0 | 0 | 0 | 0 | 0 | 0 | 0 | 0 | 0 | 0
| WDB33 | 0 | 0 | 0.0471 | 0 | 0 | 0 | 0 | 0 | 0 | 0 | 0.0471 | 0
| WDB34 | 0 | 0 | 0 | 0.0022 | 0 | 0 | 0 | 0 | 0 | 0 | 0 | 0
| WDB35 | 0 | 0 | 0 | 0 | 0 | 0 | 0 | 0 | 0 | 0 | 0 | 0
| WDB36 | 0 | 0 | 0 | 0 | 0 | 0 | 0 | 0 | 0 | 0 | 0 | 0
| WDB37 | 0 | 0 | 0.0224 | 0.0037 | 0 | 0 | 0 | 0 | 0 | 0 | 0 | 0
| WDB38 | 0 | 0 | 0 | 0 | 0 | 0 | 0 | 0 | 0 | 0 | 0.0019 | 0
| WDB39 | 0 | 0 | 0 | 0 | 0 | 0.0385 | 0 | 0 | 0 | 0 | 0 | 0
| WDB40 | 0 | 0 | 0.0059 | 0.0053 | 0 | 0 | 0 | 0 | 0 | 0 | 0 | 0
| WDB41 | 0 | 0 | 0.0031 | 0 | 0 | 0 | 0 | 0 | 0 | 0 | 0 | 0
| WDB42 | 0 | 0 | 0 | 0 | 0 | 0 | 0.0024 | 0 | 0 | 0 | 0.0043 | 0
| WDB43 | 0 | 0 | 0 | 0.0028 | 0.0013 | 0 | 0 | 0 | 0 | 0 | 0 | 0
| WDB44 | 0 | 0 | 0 | 0.0014 | 0 | 0 | 0.032 | 0 | 0 | 0 | 0.0042 | 0
| WDB45 | 0 | 0 | 0 | 0 | 0 | 0 | 0.0218 | 0 | 0 | 0 | 0 | 0
| WDB46 | 0 | 0 | 0 | 0 | 0 | 0.0009 | 0 | 0.001 | 0 | 0 | 0.0022 | 0
| WDB47 | 0 | 0 | 0 | 0 | 0 | 0 | 0 | 0.0137 | 0 | 0 | 0.0029 | 0
| WDB48 | 0 | 0 | 0 | 0 | 0 | 0 | 0 | 0 | 0 | 0 | 0 | 0
| WDB49 | 0 | 0 | 0 | 0 | 0 | 0 | 0.0022 | 0 | 0 | 0 | 0.0015 | 0
| WDB50 | 0 | 0 | 0.1122 | 0 | 0 | 0.0017 | 0 | 0 | 0 | 0 | 0 | 0
| WDB51 | 0 | 0 | 0 | 0 | 0 | 0 | 0 | 0 | 0 | 0 | 0 | 0
| WDB52 | 0 | 0 | 0 | 0 | 0 | 0 | 0 | 0 | 0 | 0 | 0 | 0
| WDB53 | 0 | 0 | 0 | 0 | 0 | 0 | 0 | 0 | 0 | 0 | 0 | 0
| WDB54 | 0 | 0 | 0.0366 | 0 | 0 | 0 | 0 | 0 | 0 | 0 | 0 | 0
| WDB55 | 0 | 0 | 0 | 0 | 0 | 0 | 0 | 0 | 0 | 0 | 0 | 0
| WDB56 | 0 | 0 | 0 | 0 | 0 | 0 | 0 | 0 | 0 | 0 | 0 | 0
| WDB57 | 0 | 0 | 0 | 0 | 0.001 | 0 | 0 | 0 | 0 | 0 | 0 | 0
| WDB58 | 0 | 0 | 0 | 0 | 0 | 0 | 0.013 | 0 | 0 | 0 | 0 | 0
| WDB59 | 0 | 0 | 0 | 0 | 0 | 0 | 0 | 0 | 0.0175 | 0 | 0 | 0
| WDB60 | 0 | 0 | 0 | 0 | 0 | 0 | 0 | 0 | 0 | 0 | 0 | 0
| WDB61 | 0 | 0 | 0 | 0 | 0 | 0 | 0 | 0 | 0 | 0 | 0 | 0
| WDB62 | 0 | 0 | 0 | 0 | 0 | 0 | 0 | 0 | 0 | 0 | 0 | 0
| WDB63 | 0 | 0 | 0 | 0 | 0 | 0 | 0 | 0 | 0 | 0 | 0 | 0
| WDB64 | 0 | 0 | 0.0344 | 0 | 0 | 0 | 0 | 0 | 0 | 0 | 0 | 0
| WDB65 | 0 | 0 | 0 | 0 | 0 | 0 | 0 | 0 | 0 | 0 | 0 | 0
| WDB66 | 0 | 0 | 0 | 0 | 0 | 0 | 0 | 0 | 0 | 0 | 0 | 0
| WDB67 | 0 | 0 | 0 | 0 | 0 | 0 | 0 | 0 | 0 | 0 | 0 | 0
| WDB68 | 0 | 0 | 0.0269 | 0 | 0 | 0 | 0 | 0 | 0 | 0 | 0 | 0
| WDB69 | 0 | 0 | 0 | 0 | 0 | 0 | 0.0376 | 0 | 0 | 0 | 0 | 0
| WDB70 | 0 | 0 | 0.0205 | 0 | 0 | 0 | 0 | 0 | 0 | 0 | 0 | 0
| WDB71 | 0 | 0 | 0.0679 | 0 | 0 | 0 | 0 | 0 | 0 | 0 | 0 | 0
| WDB72 | 0 | 0 | 0 | 0 | 0 | 0 | 0 | 0 | 0 | 0 | 0 | 0
| WDB73 | 0 | 0 | 0.0154 | 0 | 0.0025 | 0 | 0 | 0 | 0 | 0 | 0 | 0
| WDB74 | 0 | 0 | 0 | 0 | 0.0016 | 0.0029 | 0 | 0 | 0 | 0 | 0 | 0
| WDB75 | 0 | 0 | 0 | 0 | 0 | 0.0019 | 0 | 0 | 0 | 0 | 0 | 0
| WDB76 | 0 | 0 | 0.0165 | 0 | 0.0165 | 0 | 0 | 0 | 0 | 0 | 0 | 0
| WDB77 | 0 | 0 | 0 | 0 | 0.0026 | 0.0032 | 0 | 0 | 0 | 0 | 0 | 0
| WDB78 | 0 | 0 | 0 | 0 | 0 | 0 | 0 | 0 | 0 | 0 | 0 | 0
| WDB79 | 0 | 0 | 0 | 0.0024 | 0 | 0 | 0 | 0 | 0 | 0 | 0 | 0
| WDB80 | 0 | 0 | 0 | 0.0033 | 0 | 0.0033 | 0 | 0 | 0 | 0 | 0 | 0
| WDB81 | 0 | 0 | 0 | 0.0124 | 0.0011 | 0 | 0 | 0 | 0 | 0 | 0 | 0
| WDB82 | 0 | 0 | 0.0141 | 0 | 0 | 0.0016 | 0 | 0 | 0 | 0 | 0 | 0
| WDB83 | 0 | 0 | 0 | 0 | 0 | 0 | 0 | 0 | 0 | 0 | 0 | 0
| WDB84 | 0 | 0 | 0.0671 | 0 | 0 | 0 | 0 | 0 | 0 | 0 | 0 | 0
| WDB85 | 0 | 0 | 0.079 | 0 | 0 | 0 | 0 | 0 | 0 | 0 | 0 | 0
| WDB86 | 0 | 0 | 0 | 0 | 0 | 0 | 0 | 0 | 0 | 0 | 0 | 0
| WDB87 | 0 | 0 | 0 | 0 | 0 | 0 | 0 | 0 | 0 | 0 | 0 | 0
| WDB88 | 0 | 0 | 0.0878 | 0 | 0 | 0 | 0 | 0 | 0 | 0 | 0 | 0
| WDB89 | 0 | 0 | 0 | 0 | 0 | 0 | 0 | 0 | 0 | 0 | 0 | 0
| WDB90 | 0 | 0 | 0 | 0 | 0 | 0 | 0 | 0 | 0 | 0 | 0 | 0
| WDB91 | 0 | 0 | 0.0346 | 0 | 0 | 0.0058 | 0 | 0 | 0 | 0 | 0 | 0
| WDB92 | 0 | 0 | 0 | 0 | 0 | 0 | 0 | 0 | 0 | 0 | 0 | 0
| WDB93 | 0 | 0 | 0 | 0 | 0 | 0 | 0 | 0 | 0 | 0 | 0 | 0
| WDB94 | 0 | 0 | 0 | 0 | 0 | 0 | 0 | 0 | 0 | 0 | 0 | 0
| WDB95 | 0 | 0 | 0 | 0 | 0 | 0 | 0 | 0 | 0 | 0 | 0 | 0
| WDB96 | 0 | 0 | 0 | 0 | 0 | 0.0118 | 0 | 0 | 0 | 0 | 0 | 0
| WDB97 | 0 | 0 | 0.008 | 0 | 0 | 0 | 0 | 0 | 0 | 0 | 0 | 0
| WDB98 | 0 | 0 | 0 | 0 | 0 | 0 | 0 | 0 | 0 | 0 | 0 | 0
| WDB99 | 0 | 0 | 0 | 0 | 0 | 0 | 0 | 0 | 0 | 0 | 0 | 0
| WDB100 | 0 | 0 | 0 | 0 | 0 | 0 | 0 | 0 | 0 | 0 | 0 | 0
| WDB101 | 0 | 0 | 0.0135 | 0 | 0 | 0 | 0 | 0 | 0 | 0 | 0 | 0
| WDB102 | 0 | 0 | 0 | 0 | 0 | 0 | 0 | 0 | 0 | 0 | 0 | 0
| WDB103 | 0 | 0 | 0 | 0 | 0 | 0 | 0 | 0 | 0 | 0 | 0 | 0
| WDB104 | 0 | 0 | 0 | 0 | 0 | 0 | 0 | 0 | 0 | 0 | 0 | 0
| WDB105 | 0 | 0 | 0 | 0 | 0 | 0 | 0 | 0 | 0 | 0 | 0 | 0
| WDB106 | 0 | 0 | 0 | 0.0031 | 0 | 0 | 0 | 0 | 0 | 0 | 0 | 0
| WDB107 | 0 | 0 | 0 | 0.0042 | 0 | 0.0011 | 0 | 0 | 0 | 0 | 0 | 0
| WDB108 | 0 | 0 | 0 | 0.0027 | 0 | 0 | 0 | 0 | 0 | 0 | 0 | 0
| WDB109 | 0 | 0 | 0 | 0 | 0.0217 | 0 | 0 | 0 | 0 | 0 | 0 | 0
| WDB110 | 0 | 0 | 0 | 0 | 0 | 0 | 0 | 0 | 0.0008 | 0 | 0 | 0
| WDB111 | 0 | 0 | 0 | 0 | 0 | 0 | 0 | 0 | 0 | 0 | 0 | 0
| WDB112 | 0 | 0 | 0 | 0 | 0 | 0.0036 | 0 | 0 | 0 | 0 | 0 | 0
| WDB113 | 0 | 0 | 0 | 0 | 0.0048 | 0.0048 | 0 | 0 | 0 | 0 | 0 | 0
| WDB114 | 0 | 0 | 0 | 0 | 0 | 0.0069 | 0 | 0 | 0 | 0 | 0 | 0
| WDB115 | 0 | 0 | 0 | 0 | 0 | 0 | 0 | 0 | 0 | 0 | 0 | 0
| WDB116 | 0 | 0 | 0 | 0 | 0 | 0.0739 | 0 | 0 | 0 | 0 | 0 | 0
| WDB117 | 0 | 0 | 0 | 0 | 0 | 0 | 0 | 0.0155 | 0 | 0 | 0 | 0
| WDB118 | 0 | 0 | 0 | 0 | 0 | 0.0356 | 0 | 0 | 0 | 0 | 0 | 0
| WDB119 | 0 | 0 | 0 | 0 | 0 | 0.0637 | 0 | 0 | 0 | 0 | 0 | 0
| WDB120 | 0 | 0 | 0 | 0 | 0.021 | 0 | 0 | 0 | 0 | 0 | 0 | 0
| WEB1 | 0 | 0 | 0 | 0 | 0.0161 | 0 | 0 | 0 | 0 | 0 | 0 | 0
| WEB2 | 0 | 0 | 0 | 0 | 0 | 0 | 0 | 0 | 0 | 0 | 0 | 0
| WEB3 | 0 | 0 | 0 | 0.0662 | 0.0098 | 0 | 0 | 0 | 0 | 0 | 0 | 0
| WEB4 | 0 | 0 | 0 | 0.0401 | 0.0097 | 0 | 0 | 0 | 0.0031 | 0 | 0 | 0
| WEB5 | 0 | 0 | 0 | 0 | 0 | 0 | 0 | 0 | 0.004 | 0 | 0 | 0
| WEB6 | 0 | 0 | 0 | 0 | 0 | 0 | 0 | 0.0127 | 0.0127 | 0 | 0 | 0
| WEB7 | 0 | 0 | 0 | 0 | 0 | 0 | 0 | 0 | 0 | 0 | 0 | 0
| WEB8 | 0 | 0 | 0 | 0 | 0 | 0 | 0 | 0 | 0 | 0 | 0 | 0
| WEB9 | 0 | 0 | 0 | 0 | 0.0082 | 0 | 0 | 0.0082 | 0.0017 | 0 | 0 | 0
| WEB10 | 0 | 0 | 0 | 0 | 0 | 0 | 0 | 0.0146 | 0.0044 | 0 | 0 | 0
| WEB11 | 0 | 0 | 0 | 0 | 0 | 0 | 0 | 0.0058 | 0 | 0 | 0 | 0
| WEB12 | 0 | 0 | 0 | 0 | 0 | 0 | 0 | 0 | 0 | 0 | 0 | 0
| WEB13 | 0 | 0 | 0 | 0 | 0.007 | 0 | 0 | 0 | 0.007 | 0 | 0 | 0
| WEB14 | 0 | 0 | 0 | 0 | 0 | 0 | 0 | 0 | 0 | 0 | 0 | 0
| WEB15 | 0 | 0 | 0 | 0 | 0 | 0 | 0 | 0 | 0 | 0 | 0 | 0
| WEB16 | 0 | 0 | 0 | 0 | 0 | 0 | 0 | 0 | 0 | 0 | 0 | 0
| WEB17 | 0 | 0 | 0 | 0 | 0.0405 | 0 | 0 | 0 | 0 | 0 | 0 | 0
| WEB18 | 0 | 0 | 0 | 0 | 0 | 0 | 0 | 0 | 0 | 0 | 0 | 0
| WEB19 | 0 | 0 | 0 | 0 | 0.0335 | 0 | 0 | 0 | 0 | 0 | 0 | 0
| WEB20 | 0 | 0 | 0 | 0 | 0.0017 | 0 | 0 | 0 | 0 | 0 | 0 | 0
| WEB21 | 0 | 0 | 0 | 0 | 0.0173 | 0 | 0 | 0.0034 | 0.0017 | 0 | 0 | 0
| WEB22 | 0 | 0 | 0 | 0 | 0 | 0 | 0 | 0 | 0 | 0 | 0 | 0
| WEB23 | 0 | 0 | 0 | 0 | 0 | 0 | 0 | 0.0008 | 0 | 0 | 0 | 0
| WEB24 | 0 | 0 | 0 | 0 | 0 | 0 | 0 | 0 | 0 | 0 | 0 | 0
| WEB25 | 0 | 0 | 0 | 0 | 0 | 0 | 0 | 0 | 0 | 0 | 0 | 0
| WEB26 | 0 | 0 | 0 | 0 | 0.001 | 0 | 0 | 0 | 0 | 0 | 0 | 0
| WEB27 | 0 | 0 | 0 | 0 | 0.0013 | 0 | 0 | 0 | 0.0008 | 0 | 0 | 0
| WEB28 | 0 | 0 | 0 | 0 | 0 | 0 | 0 | 0 | 0.0014 | 0 | 0 | 0
| WEB29 | 0 | 0 | 0 | 0 | 0 | 0 | 0 | 0 | 0 | 0 | 0 | 0
| WEB30 | 0 | 0 | 0 | 0 | 0 | 0 | 0 | 0.012 | 0 | 0 | 0 | 0
| WEB31 | 0 | 0 | 0 | 0 | 0.002 | 0 | 0 | 0 | 0 | 0 | 0 | 0
| WEB32 | 0 | 0 | 0 | 0 | 0 | 0 | 0 | 0 | 0 | 0 | 0 | 0
| WEB33 | 0 | 0 | 0 | 0 | 0 | 0 | 0 | 0 | 0 | 0 | 0 | 0
| WEB34 | 0 | 0 | 0 | 0 | 0 | 0 | 0 | 0 | 0 | 0 | 0 | 0
| WEB35 | 0 | 0 | 0 | 0 | 0 | 0 | 0 | 0.0109 | 0 | 0 | 0 | 0
| WEB36 | 0 | 0 | 0 | 0 | 0.0041 | 0 | 0 | 0 | 0 | 0.0024 | 0 | 0
| WEB37 | 0 | 0 | 0 | 0 | 0.0093 | 0 | 0 | 0.0296 | 0 | 0.0023 | 0 | 0
| WEB38 | 0 | 0 | 0 | 0 | 0 | 0 | 0 | 0 | 0.0093 | 0 | 0 | 0
| WEB39 | 0 | 0 | 0 | 0 | 0 | 0 | 0 | 0 | 0 | 0 | 0 | 0
| WEB40 | 0 | 0 | 0 | 0 | 0 | 0 | 0 | 0 | 0 | 0 | 0 | 0
| WEB41 | 0 | 0 | 0 | 0 | 0.0637 | 0 | 0 | 0.0637 | 0 | 0 | 0 | 0
| WEB42 | 0 | 0 | 0 | 0 | 0.0638 | 0 | 0 | 0.0135 | 0 | 0 | 0 | 0
| WEB43 | 0 | 0 | 0 | 0 | 0 | 0 | 0 | 0 | 0 | 0 | 0 | 0
| WEB44 | 0 | 0 | 0 | 0 | 0 | 0 | 0 | 0.0016 | 0.0205 | 0 | 0 | 0
| WEB45 | 0 | 0 | 0 | 0 | 0 | 0 | 0 | 0 | 0.0009 | 0 | 0 | 0
| WEB46 | 0 | 0 | 0 | 0 | 0 | 0 | 0 | 0 | 0 | 0 | 0 | 0
| WEB47 | 0 | 0 | 0 | 0 | 0 | 0 | 0 | 0 | 0 | 0 | 0 | 0
| WEB48 | 0 | 0 | 0 | 0 | 0 | 0 | 0 | 0 | 0 | 0 | 0 | 0
| WDC1 | 0 | 0 | 0 | 0 | 0 | 0 | 0 | 0 | 0 | 0 | 0 | 0
| WDC2 | 0 | 0 | 0 | 0 | 0 | 0 | 0 | 0 | 0.0019 | 0 | 0 | 0
| WDC3 | 0 | 0 | 0 | 0 | 0 | 0 | 0 | 0 | 0 | 0 | 0 | 0
| WDC4 | 0 | 0 | 0 | 0 | 0 | 0 | 0 | 0.0217 | 0 | 0 | 0 | 0
| WDC5 | 0 | 0 | 0 | 0 | 0 | 0 | 0 | 0 | 0 | 0 | 0 | 0
| WDC6 | 0 | 0 | 0 | 0 | 0 | 0 | 0 | 0.0847 | 0 | 0 | 0 | 0
| WDC7 | 0 | 0 | 0 | 0 | 0 | 0 | 0 | 0 | 0 | 0 | 0 | 0
| WDC8 | 0 | 0 | 0 | 0 | 0 | 0 | 0 | 0 | 0 | 0 | 0 | 0
| WDC9 | 0 | 0 | 0 | 0 | 0 | 0 | 0 | 0 | 0 | 0 | 0 | 0
| WDC10 | 0 | 0 | 0 | 0 | 0 | 0 | 0 | 0 | 0 | 0 | 0 | 0
| WDC11 | 0 | 0 | 0 | 0 | 0 | 0 | 0 | 0 | 0 | 0 | 0 | 0
| WDC12 | 0 | 0 | 0 | 0 | 0 | 0 | 0 | 0.0242 | 0 | 0 | 0 | 0
| WDC13 | 0 | 0 | 0 | 0 | 0 | 0 | 0 | 0 | 0 | 0 | 0 | 0
| WDC14 | 0 | 0 | 0 | 0 | 0 | 0 | 0 | 0.0546 | 0 | 0 | 0 | 0
| WDC15 | 0 | 0 | 0 | 0 | 0.005 | 0 | 0 | 0 | 0 | 0 | 0 | 0
| WDC16 | 0 | 0 | 0 | 0 | 0 | 0 | 0 | 0 | 0 | 0 | 0 | 0
| WDC17 | 0 | 0 | 0 | 0 | 0 | 0 | 0 | 0 | 0 | 0 | 0 | 0
| WDC18 | 0 | 0 | 0 | 0 | 0 | 0 | 0 | 0.0284 | 0.0014 | 0 | 0 | 0
| WDC19 | 0 | 0 | 0 | 0 | 0 | 0 | 0 | 0.0259 | 0 | 0 | 0 | 0
| WDC20 | 0 | 0 | 0 | 0 | 0 | 0 | 0 | 0 | 0 | 0 | 0 | 0
| WDC21 | 0 | 0 | 0 | 0 | 0.0373 | 0 | 0 | 0 | 0 | 0 | 0 | 0
| WDC22 | 0 | 0 | 0 | 0 | 0 | 0 | 0 | 0 | 0 | 0 | 0 | 0
| WDC23 | 0 | 0 | 0 | 0 | 0 | 0 | 0 | 0 | 0 | 0 | 0 | 0
| WDC24 | 0 | 0 | 0 | 0 | 0.0546 | 0 | 0 | 0 | 0 | 0 | 0 | 0
| WDC25 | 0 | 0 | 0 | 0 | 0 | 0 | 0 | 0 | 0 | 0 | 0 | 0
| WDC26 | 0 | 0 | 0 | 0 | 0.0085 | 0 | 0 | 0 | 0 | 0 | 0 | 0
| WDC27 | 0 | 0 | 0 | 0 | 0 | 0 | 0 | 0.0107 | 0 | 0 | 0 | 0
| WDC28 | 0 | 0 | 0 | 0 | 0 | 0 | 0 | 0.0196 | 0 | 0 | 0 | 0
| WDC29 | 0 | 0 | 0 | 0 | 0 | 0 | 0 | 0 | 0 | 0 | 0 | 0
| WDC30 | 0 | 0 | 0 | 0 | 0.0217 | 0 | 0 | 0.0217 | 0 | 0 | 0 | 0
| WDC31 | 0 | 0 | 0 | 0 | 0 | 0 | 0 | 0.0147 | 0 | 0 | 0 | 0
| WDC32 | 0 | 0 | 0 | 0.0019 | 0 | 0 | 0 | 0 | 0 | 0 | 0 | 0
| WDC33 | 0 | 0 | 0 | 0.0106 | 0.0106 | 0 | 0 | 0 | 0 | 0 | 0 | 0
| WDC34 | 0 | 0 | 0 | 0 | 0.0157 | 0 | 0 | 0 | 0 | 0 | 0 | 0
| WDC35 | 0.0011 | 0 | 0 | 0 | 0 | 0 | 0 | 0 | 0 | 0 | 0 | 0
| WDC36 | 0 | 0 | 0 | 0 | 0 | 0 | 0 | 0.0366 | 0 | 0 | 0 | 0
| WDC37 | 0 | 0 | 0 | 0 | 0 | 0 | 0 | 0 | 0 | 0 | 0 | 0
| WDC38 | 0 | 0 | 0 | 0.0035 | 0 | 0 | 0 | 0 | 0 | 0 | 0 | 0
| WDC39 | 0 | 0 | 0 | 0.0037 | 0 | 0 | 0 | 0.0647 | 0 | 0 | 0 | 0
| WDC40 | 0 | 0 | 0 | 0 | 0.0013 | 0 | 0 | 0 | 0 | 0 | 0 | 0
| WDC41 | 0 | 0 | 0 | 0 | 0.0007 | 0 | 0 | 0 | 0 | 0 | 0 | 0
| WDC42 | 0 | 0 | 0 | 0 | 0 | 0 | 0 | 0 | 0 | 0 | 0 | 0
| WDC43 | 0 | 0 | 0 | 0 | 0 | 0 | 0 | 0.0473 | 0 | 0 | 0 | 0
| WDC44 | 0 | 0 | 0 | 0 | 0 | 0 | 0.0008 | 0.0283 | 0 | 0 | 0 | 0
| WDC45 | 0 | 0 | 0 | 0 | 0 | 0 | 0 | 0 | 0 | 0 | 0 | 0
| WDC46 | 0 | 0 | 0 | 0 | 0 | 0 | 0 | 0 | 0 | 0 | 0 | 0
| WDC47 | 0 | 0 | 0 | 0.0285 | 0 | 0 | 0 | 0 | 0 | 0 | 0 | 0
| WDC48 | 0 | 0 | 0 | 0.0195 | 0 | 0 | 0 | 0 | 0 | 0 | 0 | 0
| WDC49 | 0 | 0 | 0 | 0 | 0 | 0 | 0 | 0.0212 | 0 | 0 | 0 | 0
| WDC50 | 0 | 0 | 0 | 0 | 0 | 0 | 0 | 0 | 0 | 0 | 0 | 0
| WDC51 | 0 | 0 | 0 | 0 | 0 | 0 | 0 | 0 | 0 | 0 | 0 | 0
| WDC52 | 0 | 0 | 0 | 0 | 0 | 0 | 0 | 0 | 0 | 0 | 0 | 0
| WDC53 | 0 | 0 | 0 | 0 | 0.0007 | 0 | 0 | 0 | 0 | 0 | 0 | 0
| WDC54 | 0 | 0 | 0 | 0.008 | 0 | 0 | 0 | 0.0344 | 0 | 0 | 0 | 0
| WDC55 | 0 | 0 | 0 | 0 | 0 | 0 | 0 | 0 | 0 | 0 | 0 | 0
| WDC56 | 0 | 0 | 0 | 0 | 0 | 0 | 0 | 0 | 0 | 0 | 0 | 0
| WDC57 | 0 | 0 | 0 | 0 | 0 | 0 | 0 | 0.0346 | 0 | 0 | 0 | 0
| WDC58 | 0 | 0 | 0.0299 | 0 | 0 | 0 | 0 | 0 | 0 | 0 | 0 | 0
| WDC59 | 0 | 0 | 0 | 0 | 0.0029 | 0 | 0 | 0 | 0 | 0 | 0 | 0
| WDC60 | 0 | 0 | 0 | 0 | 0.0021 | 0 | 0 | 0.034 | 0 | 0 | 0 | 0
| WDC61 | 0 | 0 | 0.0047 | 0.0232 | 0.0012 | 0 | 0 | 0.0425 | 0 | 0 | 0 | 0
| WDC62 | 0 | 0 | 0.0034 | 0 | 0 | 0 | 0 | 0 | 0 | 0 | 0 | 0.0016
| WDC63 | 0 | 0 | 0.0022 | 0 | 0 | 0 | 0 | 0 | 0.0012 | 0 | 0 | 0
| WDC64 | 0 | 0 | 0 | 0 | 0.0177 | 0 | 0 | 0 | 0.0017 | 0 | 0 | 0
| WDC65 | 0 | 0 | 0.001 | 0.1147 | 0 | 0 | 0 | 0 | 0 | 0 | 0 | 0
| WDC66 | 0 | 0 | 0 | 0.1049 | 0 | 0 | 0 | 0 | 0.0021 | 0 | 0 | 0
| WDC67 | 0 | 0 | 0 | 0 | 0 | 0 | 0 | 0 | 0.0021 | 0 | 0 | 0
| WDC68 | 0 | 0 | 0 | 0 | 0 | 0 | 0.0043 | 0.0624 | 0 | 0 | 0 | 0
| WDC69 | 0 | 0 | 0 | 0 | 0 | 0 | 0.0024 | 0.0098 | 0 | 0 | 0 | 0
| WDC70 | 0 | 0 | 0 | 0 | 0 | 0 | 0 | 0 | 0 | 0 | 0 | 0
| WDC71 | 0 | 0 | 0 | 0.195 | 0 | 0 | 0 | 0 | 0 | 0 | 0 | 0
| WDC72 | 0 | 0 | 0 | 0 | 0.0012 | 0 | 0 | 0 | 0 | 0 | 0 | 0
| WDC73 | 0 | 0 | 0 | 0 | 0 | 0 | 0 | 0 | 0 | 0 | 0 | 0
| WDC74 | 0 | 0 | 0 | 0 | 0 | 0 | 0 | 0 | 0 | 0 | 0 | 0
| WDC75 | 0 | 0 | 0 | 0 | 0.0043 | 0 | 0 | 0.0015 | 0 | 0 | 0 | 0
| WDC76 | 0 | 0 | 0 | 0 | 0 | 0 | 0 | 0.001 | 0 | 0 | 0 | 0
| WDC77 | 0 | 0 | 0 | 0 | 0.001 | 0 | 0 | 0 | 0 | 0 | 0 | 0
| WDC78 | 0 | 0 | 0 | 0.2701 | 0 | 0 | 0 | 0 | 0 | 0 | 0 | 0
| WDC79 | 0 | 0 | 0 | 0 | 0.0023 | 0 | 0 | 0.0043 | 0 | 0 | 0 | 0
| WDC80 | 0 | 0 | 0 | 0.048 | 0 | 0 | 0 | 0 | 0 | 0 | 0 | 0
| WDC81 | 0 | 0 | 0 | 0.0168 | 0 | 0.0008 | 0 | 0 | 0 | 0 | 0 | 0
| WDC82 | 0 | 0 | 0.0012 | 0 | 0 | 0 | 0.0019 | 0.018 | 0 | 0 | 0 | 0
| WDC83 | 0 | 0 | 0.001 | 0.0236 | 0 | 0 | 0 | 0.0066 | 0 | 0 | 0 | 0
| WDC84 | 0 | 0 | 0 | 0 | 0 | 0 | 0 | 0.0084 | 0 | 0 | 0 | 0
| WDC85 | 0 | 0 | 0 | 0 | 0 | 0 | 0 | 0 | 0 | 0 | 0 | 0
| WDC86 | 0 | 0 | 0 | 0 | 0 | 0 | 0 | 0 | 0 | 0 | 0 | 0
| WDC87 | 0 | 0 | 0 | 0 | 0.0024 | 0 | 0 | 0.0377 | 0 | 0 | 0 | 0
| WDC88 | 0 | 0 | 0 | 0 | 0.0012 | 0 | 0 | 0 | 0 | 0 | 0 | 0
| WDC89 | 0 | 0 | 0 | 0 | 0 | 0 | 0 | 0 | 0 | 0 | 0 | 0
| WDC90 | 0 | 0 | 0 | 0.0027 | 0 | 0 | 0 | 0 | 0 | 0 | 0 | 0
| WDC91 | 0 | 0 | 0 | 0 | 0 | 0 | 0 | 0 | 0 | 0 | 0 | 0
| WDC92 | 0 | 0 | 0 | 0 | 0 | 0 | 0 | 0 | 0 | 0 | 0 | 0
| WDC93 | 0 | 0 | 0 | 0.0038 | 0 | 0 | 0 | 0 | 0 | 0 | 0 | 0
| WDC94 | 0 | 0 | 0 | 0 | 0.0062 | 0 | 0.0017 | 0.0062 | 0 | 0 | 0 | 0
| WDC95 | 0 | 0 | 0.0044 | 0 | 0 | 0 | 0.0044 | 0.0008 | 0 | 0 | 0 | 0
| WDC96 | 0 | 0 | 0.01 | 0 | 0 | 0 | 0 | 0 | 0 | 0 | 0 | 0
| WDC97 | 0 | 0 | 0.0074 | 0.0074 | 0 | 0 | 0.0033 | 0.0014 | 0 | 0 | 0 | 0
| WDC98 | 0 | 0 | 0 | 0.002 | 0 | 0 | 0.0025 | 0.001 | 0 | 0 | 0 | 0
| WDC99 | 0 | 0 | 0.0025 | 0 | 0 | 0 | 0.0025 | 0.0008 | 0 | 0 | 0 | 0
| WDC100 | 0 | 0 | 0 | 0 | 0 | 0 | 0 | 0 | 0 | 0 | 0 | 0
| WDC101 | 0 | 0 | 0 | 0 | 0 | 0.0008 | 0 | 0 | 0 | 0 | 0 | 0
| WDC102 | 0 | 0 | 0 | 0 | 0 | 0 | 0 | 0 | 0 | 0 | 0 | 0
| WDC103 | 0 | 0 | 0 | 0 | 0 | 0.0011 | 0 | 0.0011 | 0 | 0 | 0 | 0
| WDC104 | 0 | 0 | 0 | 0.0025 | 0 | 0 | 0 | 0 | 0 | 0 | 0 | 0
| WDC105 | 0 | 0.0013 | 0 | 0 | 0.0667 | 0 | 0 | 0 | 0 | 0 | 0 | 0
| WDC106 | 0 | 0.0014 | 0 | 0 | 0.1501 | 0.0036 | 0 | 0 | 0 | 0 | 0 | 0
| WDC107 | 0 | 0 | 0 | 0.0047 | 0 | 0.0042 | 0 | 0.0016 | 0 | 0 | 0 | 0
| WDC108 | 0 | 0 | 0 | 0.001 | 0 | 0 | 0 | 0.005 | 0 | 0 | 0 | 0
| WDC109 | 0 | 0 | 0 | 0 | 0 | 0.0032 | 0 | 0.0154 | 0 | 0 | 0 | 0
| WDC110 | 0 | 0 | 0 | 0 | 0 | 0.0026 | 0 | 0 | 0 | 0 | 0 | 0
| WDC111 | 0 | 0 | 0 | 0 | 0.0128 | 0.0023 | 0 | 0 | 0 | 0 | 0 | 0
| WDC112 | 0 | 0 | 0 | 0 | 0 | 0.0019 | 0 | 0 | 0 | 0 | 0 | 0
| WDC113 | 0 | 0 | 0 | 0 | 0 | 0 | 0 | 0 | 0 | 0 | 0 | 0
| WDC114 | 0 | 0 | 0 | 0 | 0 | 0.0015 | 0 | 0 | 0 | 0 | 0 | 0
| WDC115 | 0 | 0 | 0 | 0 | 0 | 0 | 0 | 0.0424 | 0 | 0 | 0 | 0
| WDC116 | 0 | 0 | 0 | 0.0011 | 0.0032 | 0 | 0.0009 | 0 | 0 | 0 | 0 | 0
| WDC117 | 0 | 0 | 0 | 0 | 0 | 0.0356 | 0.0035 | 0 | 0 | 0 | 0.0103 | 0
| WDC118 | 0 | 0 | 0 | 0.0038 | 0 | 0 | 0 | 0.0052 | 0 | 0 | 0 | 0
| WDC119 | 0 | 0 | 0 | 0 | 0 | 0.0662 | 0 | 0 | 0 | 0 | 0 | 0
| WDC120 | 0 | 0 | 0 | 0 | 0 | 0.0692 | 0 | 0.0038 | 0 | 0 | 0 | 0
| WEC1 | 0 | 0 | 0 | 0 | 0.0025 | 0 | 0 | 0 | 0 | 0 | 0 | 0
| WEC2 | 0 | 0 | 0 | 0 | 0 | 0 | 0.0044 | 0 | 0 | 0 | 0 | 0
| WEC3 | 0 | 0 | 0 | 0.0022 | 0 | 0 | 0.0033 | 0.0033 | 0 | 0 | 0 | 0
| WEC4 | 0 | 0.0012 | 0 | 0.0046 | 0.0009 | 0.0008 | 0 | 0.0046 | 0 | 0 | 0 | 0
| WEC5 | 0 | 0.0011 | 0 | 0.0094 | 0 | 0 | 0 | 0 | 0 | 0 | 0 | 0
| WEC6 | 0 | 0 | 0 | 0.0104 | 0 | 0 | 0 | 0 | 0 | 0 | 0 | 0
| WEC7 | 0 | 0.0158 | 0 | 0 | 0.0007 | 0 | 0 | 0 | 0 | 0 | 0 | 0
| WEC8 | 0 | 0.0024 | 0 | 0.0174 | 0 | 0 | 0 | 0 | 0 | 0 | 0 | 0
| WEC9 | 0 | 0 | 0 | 0 | 0 | 0 | 0 | 0 | 0 | 0 | 0 | 0
| WEC10 | 0 | 0 | 0 | 0.0297 | 0 | 0 | 0 | 0.0297 | 0 | 0 | 0 | 0
| WEC11 | 0 | 0.0031 | 0 | 0 | 0 | 0 | 0.0023 | 0 | 0 | 0 | 0 | 0
| WEC12 | 0 | 0 | 0 | 0.0466 | 0 | 0.0047 | 0.0021 | 0 | 0 | 0 | 0 | 0
| WEC13 | 0 | 0 | 0 | 0 | 0 | 0 | 0 | 0.0127 | 0 | 0 | 0 | 0
| WEC14 | 0 | 0 | 0 | 0 | 0 | 0 | 0 | 0 | 0 | 0 | 0 | 0
| WEC15 | 0 | 0 | 0 | 0.0051 | 0 | 0 | 0 | 0 | 0 | 0 | 0 | 0
| WEC16 | 0 | 0 | 0 | 0.0024 | 0 | 0 | 0 | 0.047 | 0 | 0 | 0 | 0
| WEC17 | 0 | 0.0011 | 0 | 0 | 0 | 0 | 0 | 0.1118 | 0 | 0 | 0 | 0
| WEC18 | 0 | 0.0009 | 0 | 0 | 0 | 0 | 0 | 0.0757 | 0 | 0 | 0 | 0
| WEC19 | 0 | 0.0016 | 0 | 0 | 0 | 0.0024 | 0 | 0 | 0 | 0 | 0 | 0
| WEC20 | 0 | 0 | 0 | 0.0028 | 0 | 0 | 0 | 0 | 0 | 0 | 0 | 0
| WEC21 | 0 | 0 | 0 | 0 | 0 | 0 | 0 | 0 | 0.0118 | 0 | 0 | 0
| WEC22 | 0 | 0 | 0 | 0 | 0 | 0 | 0 | 0 | 0 | 0 | 0 | 0
| WEC23 | 0 | 0 | 0 | 0.0012 | 0 | 0.0131 | 0 | 0 | 0 | 0 | 0 | 0
| WEC24 | 0 | 0 | 0 | 0.0009 | 0 | 0 | 0 | 0 | 0.0063 | 0 | 0 | 0
| WEC25 | 0.0014 | 0 | 0 | 0.0025 | 0 | 0.0019 | 0 | 0.044 | 0.001 | 0 | 0 | 0
| WEC26 | 0 | 0 | 0 | 0.0021 | 0 | 0 | 0 | 0.0664 | 0.0009 | 0 | 0 | 0
| WEC27 | 0 | 0 | 0 | 0 | 0 | 0 | 0 | 0 | 0 | 0 | 0 | 0
| WEC28 | 0.0013 | 0.0015 | 0 | 0 | 0 | 0 | 0 | 0 | 0 | 0 | 0 | 0
| WEC29 | 0 | 0.0021 | 0 | 0 | 0.0029 | 0 | 0 | 0 | 0 | 0 | 0 | 0
| WEC30 | 0.002 | 0 | 0 | 0 | 0 | 0 | 0 | 0 | 0 | 0 | 0 | 0
| WEC31 | 0.0022 | 0 | 0 | 0 | 0.0402 | 0 | 0 | 0 | 0 | 0 | 0 | 0
| WEC32 | 0.0021 | 0 | 0 | 0 | 0 | 0 | 0 | 0 | 0 | 0 | 0 | 0
| WEC33 | 0 | 0 | 0 | 0 | 0.0258 | 0 | 0 | 0.0258 | 0 | 0 | 0 | 0
| WEC34 | 0 | 0 | 0 | 0.0065 | 0 | 0 | 0 | 0 | 0 | 0 | 0 | 0
| WEC35 | 0.0011 | 0 | 0 | 0.0128 | 0 | 0 | 0 | 0.0128 | 0 | 0 | 0 | 0
| WEC36 | 0 | 0 | 0 | 0.016 | 0 | 0 | 0 | 0 | 0 | 0 | 0 | 0
| WEC37 | 0 | 0 | 0 | 0 | 0 | 0 | 0 | 0 | 0 | 0 | 0 | 0
| WEC38 | 0 | 0.0045 | 0 | 0.0011 | 0.0428 | 0 | 0 | 0 | 0 | 0 | 0 | 0
| WEC39 | 0 | 0 | 0 | 0 | 0.0116 | 0.0016 | 0 | 0.0422 | 0 | 0 | 0 | 0
| WEC40 | 0 | 0 | 0 | 0 | 0 | 0.0018 | 0 | 0.0283 | 0 | 0 | 0 | 0
| WEC41 | 0 | 0 | 0 | 0 | 0.0366 | 0 | 0 | 0 | 0 | 0 | 0 | 0
| WEC42 | 0 | 0.0062 | 0 | 0 | 0 | 0.0013 | 0 | 0.0343 | 0 | 0 | 0 | 0
| WEC43 | 0 | 0 | 0 | 0.0017 | 0 | 0.001 | 0 | 0 | 0 | 0 | 0 | 0
| WEC44 | 0 | 0 | 0 | 0 | 0 | 0.0018 | 0 | 0.0282 | 0 | 0 | 0 | 0
| WEC45 | 0 | 0.0073 | 0 | 0 | 0 | 0 | 0 | 0.0367 | 0 | 0 | 0 | 0
| WEC46 | 0 | 0 | 0 | 0 | 0 | 0 | 0 | 0 | 0 | 0 | 0 | 0
| WEC47 | 0 | 0 | 0 | 0 | 0 | 0 | 0 | 0 | 0 | 0 | 0 | 0
| WEC48 | 0 | 0.0095 | 0 | 0 | 0 | 0 | 0 | 0 | 0 | 0 | 0 | 0
| WDD1 | 0 | 0 | 0 | 0 | 0 | 0 | 0 | 0.0026 | 0 | 0 | 0 | 0
| WDD2 | 0 | 0 | 0 | 0 | 0 | 0 | 0 | 0 | 0 | 0 | 0 | 0
| WDD3 | 0 | 0 | 0 | 0 | 0.0017 | 0 | 0 | 0 | 0 | 0 | 0 | 0
| WDD4 | 0 | 0 | 0 | 0 | 0.0009 | 0 | 0 | 0.0014 | 0 | 0 | 0 | 0
| WDD5 | 0 | 0.0126 | 0 | 0 | 0 | 0 | 0 | 0 | 0 | 0 | 0 | 0
| WDD6 | 0 | 0.0209 | 0 | 0 | 0 | 0 | 0 | 0 | 0 | 0 | 0 | 0
| WDD7 | 0 | 0 | 0 | 0 | 0 | 0 | 0 | 0.0018 | 0 | 0 | 0 | 0
| WDD8 | 0 | 0 | 0 | 0 | 0 | 0 | 0 | 0 | 0 | 0 | 0 | 0
| WDD9 | 0 | 0 | 0 | 0 | 0 | 0 | 0 | 0 | 0 | 0 | 0 | 0
| WDD10 | 0 | 0 | 0 | 0 | 0 | 0 | 0 | 0 | 0 | 0 | 0 | 0
| WDD11 | 0 | 0 | 0 | 0 | 0 | 0 | 0 | 0 | 0 | 0 | 0 | 0
| WDD12 | 0 | 0 | 0 | 0 | 0 | 0 | 0 | 0 | 0 | 0 | 0 | 0
| WDD13 | 0 | 0.0013 | 0 | 0 | 0 | 0 | 0 | 0 | 0 | 0 | 0 | 0
| WDD14 | 0 | 0 | 0 | 0 | 0 | 0 | 0 | 0 | 0 | 0 | 0 | 0
| WDD15 | 0 | 0 | 0 | 0 | 0 | 0 | 0 | 0.0281 | 0 | 0 | 0 | 0
| WDD16 | 0 | 0 | 0 | 0 | 0 | 0 | 0 | 0 | 0 | 0 | 0 | 0
| WDD17 | 0 | 0 | 0 | 0 | 0 | 0 | 0 | 0 | 0 | 0 | 0 | 0
| WDD18 | 0 | 0 | 0 | 0 | 0 | 0 | 0 | 0.0563 | 0 | 0 | 0 | 0
| WDD19 | 0 | 0 | 0 | 0 | 0 | 0 | 0 | 0 | 0 | 0 | 0 | 0
| WDD20 | 0 | 0 | 0 | 0 | 0 | 0 | 0 | 0 | 0 | 0 | 0 | 0
| WDD21 | 0 | 0 | 0 | 0 | 0 | 0.0009 | 0 | 0 | 0 | 0 | 0 | 0
| WDD22 | 0 | 0 | 0 | 0 | 0 | 0.0011 | 0 | 0 | 0 | 0 | 0 | 0
| WDD23 | 0 | 0 | 0 | 0 | 0 | 0 | 0 | 0 | 0 | 0 | 0 | 0
| WDD24 | 0 | 0 | 0 | 0 | 0 | 0 | 0 | 0 | 0 | 0 | 0 | 0
| WDD25 | 0 | 0 | 0 | 0 | 0 | 0 | 0 | 0 | 0 | 0 | 0 | 0
| WDD26 | 0 | 0 | 0 | 0 | 0 | 0 | 0 | 0 | 0 | 0 | 0 | 0
| WDD27 | 0 | 0 | 0 | 0 | 0 | 0 | 0 | 0 | 0 | 0 | 0 | 0
| WDD28 | 0 | 0 | 0.0008 | 0 | 0.0007 | 0 | 0 | 0 | 0 | 0 | 0 | 0
| WDD29 | 0 | 0 | 0.0015 | 0 | 0 | 0 | 0 | 0 | 0 | 0 | 0 | 0
| WDD30 | 0 | 0 | 0 | 0 | 0 | 0 | 0 | 0 | 0 | 0 | 0 | 0
| WDD31 | 0 | 0 | 0 | 0 | 0 | 0 | 0 | 0 | 0 | 0 | 0 | 0
| WDD32 | 0 | 0 | 0.003 | 0 | 0.0025 | 0 | 0 | 0 | 0 | 0 | 0 | 0
| WDD33 | 0 | 0 | 0 | 0 | 0 | 0 | 0 | 0.0009 | 0 | 0 | 0 | 0
| WDD34 | 0 | 0 | 0.0037 | 0 | 0 | 0 | 0 | 0 | 0 | 0 | 0 | 0
| WDD35 | 0 | 0 | 0 | 0 | 0 | 0 | 0 | 0 | 0 | 0 | 0 | 0
| WDD36 | 0 | 0 | 0 | 0 | 0 | 0 | 0 | 0 | 0 | 0 | 0 | 0
| WDD37 | 0 | 0 | 0 | 0 | 0 | 0 | 0 | 0 | 0 | 0 | 0 | 0
| WDD38 | 0 | 0 | 0 | 0 | 0.0022 | 0 | 0 | 0 | 0.0104 | 0 | 0 | 0.0017
| WDD39 | 0 | 0 | 0 | 0 | 0 | 0 | 0 | 0 | 0 | 0 | 0 | 0
| WDD40 | 0 | 0 | 0 | 0 | 0 | 0 | 0 | 0 | 0 | 0 | 0 | 0
| WDD41 | 0 | 0 | 0 | 0 | 0 | 0 | 0 | 0 | 0 | 0 | 0 | 0
| WDD42 | 0 | 0 | 0 | 0 | 0 | 0 | 0 | 0 | 0.0404 | 0 | 0 | 0
| WDD43 | 0 | 0 | 0 | 0 | 0 | 0 | 0 | 0 | 0 | 0 | 0 | 0
| WDD44 | 0 | 0 | 0 | 0 | 0 | 0 | 0 | 0 | 0 | 0 | 0 | 0
| WDD45 | 0 | 0 | 0 | 0 | 0 | 0 | 0 | 0 | 0 | 0 | 0 | 0
| WDD46 | 0 | 0 | 0 | 0 | 0 | 0.0068 | 0 | 0 | 0.0068 | 0 | 0 | 0
| WDD47 | 0 | 0 | 0 | 0 | 0 | 0 | 0 | 0 | 0.007 | 0 | 0 | 0
| WDD48 | 0 | 0 | 0 | 0 | 0 | 0 | 0 | 0 | 0 | 0 | 0 | 0
| WDD49 | 0 | 0 | 0 | 0 | 0.0008 | 0 | 0 | 0 | 0 | 0 | 0 | 0
| WDD50 | 0 | 0 | 0 | 0 | 0 | 0 | 0 | 0 | 0.0116 | 0 | 0 | 0
| WDD51 | 0 | 0 | 0 | 0 | 0 | 0 | 0 | 0 | 0.0229 | 0 | 0 | 0
| WDD52 | 0 | 0 | 0 | 0 | 0 | 0 | 0 | 0 | 0 | 0 | 0 | 0.0218
| WDD53 | 0 | 0 | 0 | 0 | 0.0007 | 0 | 0 | 0 | 0 | 0.003 | 0 | 0
| WDD54 | 0 | 0 | 0 | 0 | 0 | 0 | 0 | 0 | 0 | 0 | 0 | 0
| WDD55 | 0 | 0 | 0 | 0 | 0 | 0 | 0 | 0 | 0 | 0 | 0 | 0
| WDD56 | 0 | 0 | 0 | 0 | 0 | 0 | 0 | 0 | 0 | 0 | 0 | 0
| WDD57 | 0 | 0 | 0 | 0 | 0 | 0 | 0 | 0 | 0 | 0 | 0 | 0
| WDD58 | 0 | 0 | 0 | 0 | 0.0007 | 0 | 0 | 0 | 0 | 0 | 0 | 0
| WDD59 | 0 | 0 | 0 | 0 | 0.0009 | 0 | 0 | 0 | 0.0095 | 0 | 0.0565 | 0.0022
| WDD60 | 0 | 0 | 0 | 0.0028 | 0 | 0 | 0 | 0 | 0 | 0 | 0 | 0
| WDD61 | 0 | 0 | 0 | 0 | 0.0009 | 0 | 0 | 0 | 0 | 0 | 0 | 0
| WDD62 | 0 | 0 | 0 | 0 | 0 | 0 | 0 | 0 | 0 | 0 | 0 | 0
| WDD63 | 0 | 0 | 0 | 0 | 0 | 0 | 0 | 0 | 0 | 0 | 0 | 0
| WDD64 | 0 | 0 | 0 | 0 | 0.001 | 0 | 0 | 0 | 0.0092 | 0 | 0 | 0
| WDD65 | 0 | 0 | 0 | 0.0067 | 0 | 0 | 0 | 0 | 0.0371 | 0 | 0 | 0
| WDD66 | 0 | 0 | 0 | 0 | 0 | 0 | 0 | 0 | 0 | 0 | 0 | 0
| WDD67 | 0 | 0 | 0 | 0 | 0 | 0 | 0.0171 | 0 | 0.0171 | 0 | 0 | 0
| WDD68 | 0 | 0 | 0 | 0 | 0.0509 | 0 | 0 | 0 | 0.0072 | 0 | 0 | 0
| WDD69 | 0 | 0 | 0 | 0.0109 | 0.0109 | 0 | 0 | 0 | 0 | 0 | 0 | 0
| WDD70 | 0 | 0 | 0 | 0.0021 | 0.0021 | 0 | 0 | 0 | 0 | 0 | 0 | 0
| WDD71 | 0 | 0 | 0 | 0 | 0 | 0 | 0 | 0 | 0 | 0 | 0 | 0
| WDD72 | 0 | 0 | 0 | 0 | 0 | 0 | 0 | 0 | 0.0226 | 0 | 0 | 0
| WDD73 | 0 | 0 | 0 | 0 | 0 | 0 | 0 | 0 | 0.0035 | 0 | 0 | 0
| WDD74 | 0 | 0 | 0 | 0 | 0 | 0 | 0 | 0 | 0.0032 | 0 | 0 | 0
| WDD75 | 0 | 0 | 0 | 0 | 0.0026 | 0 | 0 | 0 | 0 | 0 | 0 | 0
| WDD76 | 0 | 0 | 0 | 0 | 0 | 0 | 0 | 0 | 0 | 0 | 0 | 0
| WDD77 | 0 | 0 | 0 | 0 | 0.001 | 0 | 0 | 0 | 0 | 0 | 0 | 0
| WDD78 | 0 | 0 | 0 | 0.001 | 0 | 0 | 0 | 0 | 0 | 0 | 0 | 0
| WDD79 | 0 | 0 | 0 | 0 | 0.0012 | 0 | 0 | 0 | 0.0324 | 0 | 0 | 0
| WDD80 | 0 | 0 | 0.0016 | 0 | 0 | 0 | 0 | 0 | 0.0239 | 0 | 0 | 0
| WDD81 | 0 | 0 | 0 | 0 | 0 | 0.0036 | 0 | 0 | 0 | 0 | 0 | 0
| WDD82 | 0 | 0 | 0 | 0 | 0 | 0.0039 | 0 | 0 | 0 | 0 | 0 | 0
| WDD83 | 0 | 0 | 0 | 0 | 0 | 0 | 0 | 0 | 0 | 0 | 0 | 0
| WDD84 | 0 | 0 | 0 | 0 | 0 | 0 | 0 | 0 | 0.0415 | 0 | 0 | 0
| WDD85 | 0 | 0 | 0 | 0 | 0 | 0 | 0 | 0 | 0 | 0 | 0 | 0
| WDD86 | 0 | 0 | 0 | 0 | 0.002 | 0.0109 | 0 | 0 | 0 | 0 | 0 | 0
| WDD87 | 0 | 0 | 0 | 0 | 0 | 0 | 0 | 0 | 0.0652 | 0 | 0 | 0
| WDD88 | 0 | 0 | 0 | 0 | 0 | 0 | 0 | 0 | 0 | 0 | 0 | 0
| WDD89 | 0 | 0 | 0 | 0 | 0 | 0 | 0 | 0 | 0 | 0 | 0 | 0
| WDD90 | 0 | 0 | 0 | 0 | 0 | 0 | 0 | 0 | 0.1607 | 0 | 0 | 0
| WDD91 | 0 | 0 | 0 | 0 | 0 | 0 | 0.0283 | 0 | 0 | 0 | 0 | 0
| WDD92 | 0 | 0 | 0 | 0.0086 | 0 | 0.0086 | 0.0843 | 0 | 0 | 0 | 0 | 0
| WDD93 | 0 | 0 | 0 | 0 | 0 | 0 | 0 | 0 | 0 | 0 | 0 | 0
| WDD94 | 0 | 0 | 0 | 0 | 0 | 0 | 0.0169 | 0 | 0 | 0 | 0 | 0
| WDD95 | 0 | 0 | 0 | 0 | 0 | 0 | 0 | 0 | 0 | 0 | 0 | 0
| WDD96 | 0 | 0 | 0 | 0 | 0 | 0 | 0 | 0 | 0.0051 | 0 | 0 | 0
| WDD97 | 0 | 0 | 0 | 0 | 0.0024 | 0 | 0.0045 | 0.0019 | 0.009 | 0 | 0 | 0
| WDD98 | 0 | 0 | 0 | 0.0014 | 0 | 0 | 0.0107 | 0 | 0 | 0 | 0 | 0
| WDD99 | 0 | 0 | 0 | 0 | 0.0041 | 0 | 0 | 0 | 0.0204 | 0 | 0 | 0
| WDD100 | 0 | 0 | 0 | 0.0033 | 0.0054 | 0 | 0 | 0 | 0 | 0 | 0 | 0
| WDD101 | 0 | 0 | 0 | 0 | 0 | 0 | 0.0016 | 0 | 0 | 0 | 0 | 0
| WDD102 | 0 | 0 | 0 | 0 | 0 | 0 | 0 | 0 | 0.0312 | 0 | 0 | 0
| WDD103 | 0 | 0 | 0 | 0 | 0 | 0 | 0 | 0 | 0.0177 | 0 | 0 | 0
| WDD104 | 0 | 0 | 0 | 0.0029 | 0 | 0 | 0.0028 | 0.0259 | 0 | 0 | 0 | 0
| WDD105 | 0 | 0 | 0 | 0 | 0.013 | 0 | 0.013 | 0.013 | 0 | 0 | 0 | 0
| WDD106 | 0 | 0 | 0 | 0 | 0 | 0 | 0 | 0 | 0.0286 | 0 | 0 | 0
| WDD107 | 0 | 0 | 0 | 0 | 0 | 0 | 0 | 0 | 0.021 | 0 | 0 | 0
| WDD108 | 0.0008 | 0 | 0 | 0 | 0 | 0 | 0.0316 | 0.0316 | 0.01 | 0 | 0.0033 | 0
| WDD109 | 0 | 0 | 0 | 0 | 0 | 0.0256 | 0.0256 | 0 | 0 | 0 | 0.0024 | 0
| WDD110 | 0.0021 | 0 | 0 | 0 | 0 | 0.0028 | 0 | 0 | 0 | 0 | 0 | 0
| WDD111 | 0.0013 | 0 | 0 | 0 | 0 | 0 | 0.0453 | 0.0041 | 0.0043 | 0 | 0.0027 | 0
| WDD112 | 0.0055 | 0 | 0 | 0 | 0.0562 | 0 | 0 | 0.0029 | 0.0023 | 0 | 0 | 0
| WDD113 | 0.0014 | 0 | 0 | 0 | 0.0692 | 0.0053 | 0 | 0.0033 | 0.0009 | 0 | 0 | 0
| WDD114 | 0 | 0 | 0 | 0.0241 | 0.0683 | 0.0054 | 0 | 0.0021 | 0 | 0 | 0 | 0
| WDD115 | 0 | 0 | 0 | 0.0028 | 0 | 0.0104 | 0.0259 | 0.0025 | 0 | 0 | 0 | 0
| WDD116 | 0 | 0 | 0 | 0.0053 | 0.0925 | 0.0008 | 0.0011 | 0 | 0 | 0 | 0 | 0.0023
| WDD117 | 0 | 0 | 0 | 0 | 0.1028 | 0 | 0 | 0 | 0 | 0 | 0 | 0
| WDD118 | 0 | 0 | 0 | 0 | 0.0943 | 0 | 0 | 0 | 0 | 0 | 0 | 0
| WDD119 | 0 | 0 | 0 | 0 | 0.1399 | 0 | 0.0012 | 0.011 | 0 | 0 | 0 | 0
| WDD120 | 0 | 0 | 0 | 0.0072 | 0 | 0 | 0 | 0 | 0 | 0 | 0 | 0
| WED1 | 0 | 0 | 0 | 0 | 0 | 0 | 0.0014 | 0 | 0 | 0 | 0 | 0
| WED2 | 0 | 0 | 0 | 0.0039 | 0 | 0 | 0.0011 | 0.0088 | 0 | 0 | 0 | 0
| WED3 | 0 | 0 | 0 | 0 | 0.1918 | 0 | 0 | 0 | 0 | 0 | 0 | 0
| WED4 | 0 | 0 | 0 | 0 | 0 | 0 | 0 | 0.0027 | 0 | 0 | 0 | 0
| WED5 | 0 | 0 | 0 | 0 | 0 | 0 | 0 | 0 | 0 | 0 | 0 | 0
| WED6 | 0 | 0 | 0.0012 | 0 | 0.0383 | 0 | 0 | 0 | 0 | 0 | 0 | 0
| WED7 | 0 | 0 | 0.0016 | 0 | 0.0245 | 0 | 0 | 0 | 0 | 0 | 0 | 0
| WED8 | 0 | 0 | 0 | 0 | 0 | 0 | 0 | 0 | 0 | 0 | 0 | 0
| WED9 | 0 | 0 | 0.001 | 0 | 0.0143 | 0 | 0.0061 | 0 | 0 | 0 | 0 | 0
| WED10 | 0 | 0 | 0 | 0 | 0 | 0 | 0 | 0 | 0 | 0 | 0 | 0
| WED11 | 0 | 0 | 0 | 0 | 0 | 0 | 0 | 0 | 0 | 0 | 0 | 0
| WED12 | 0 | 0 | 0 | 0 | 0.0667 | 0 | 0 | 0.0159 | 0 | 0 | 0 | 0
| WED13 | 0 | 0 | 0 | 0 | 0.0457 | 0 | 0.0457 | 0 | 0 | 0 | 0 | 0
| WED14 | 0 | 0 | 0 | 0 | 0.0669 | 0 | 0 | 0.0111 | 0 | 0 | 0 | 0
| WED15 | 0 | 0 | 0.0016 | 0 | 0.0281 | 0 | 0 | 0 | 0 | 0 | 0 | 0
| WED16 | 0 | 0 | 0.0012 | 0 | 0.0525 | 0 | 0.0134 | 0 | 0 | 0 | 0 | 0
| WED17 | 0 | 0 | 0 | 0 | 0 | 0 | 0 | 0.0102 | 0 | 0 | 0 | 0
| WED18 | 0 | 0 | 0 | 0 | 0 | 0 | 0 | 0 | 0 | 0 | 0 | 0
| WED19 | 0 | 0 | 0.0132 | 0 | 0.0132 | 0 | 0.0042 | 0.003 | 0 | 0 | 0 | 0
| WED20 | 0 | 0 | 0 | 0 | 0.0007 | 0 | 0.0028 | 0 | 0 | 0 | 0 | 0
| WED21 | 0 | 0 | 0 | 0 | 0 | 0 | 0 | 0.0049 | 0 | 0 | 0 | 0
| WED22 | 0 | 0 | 0 | 0 | 0 | 0 | 0 | 0.003 | 0 | 0 | 0 | 0
| WED23 | 0 | 0 | 0 | 0 | 0 | 0 | 0 | 0 | 0 | 0 | 0 | 0
| WED24 | 0 | 0 | 0.0065 | 0 | 0 | 0 | 0 | 0 | 0 | 0 | 0 | 0
| WED25 | 0 | 0 | 0 | 0 | 0 | 0 | 0 | 0 | 0 | 0 | 0 | 0
| WED26 | 0 | 0 | 0 | 0 | 0 | 0 | 0 | 0 | 0 | 0 | 0 | 0
| WED27 | 0 | 0 | 0 | 0 | 0 | 0 | 0 | 0 | 0 | 0 | 0 | 0
| WED28 | 0 | 0 | 0 | 0 | 0 | 0.0027 | 0 | 0.0015 | 0 | 0 | 0 | 0
| WED29 | 0 | 0 | 0 | 0 | 0 | 0 | 0 | 0 | 0 | 0 | 0 | 0
| WED30 | 0 | 0 | 0 | 0 | 0 | 0 | 0 | 0 | 0 | 0 | 0 | 0
| WED31 | 0 | 0 | 0 | 0.0033 | 0 | 0 | 0.0033 | 0 | 0 | 0 | 0 | 0
| WED32 | 0 | 0 | 0 | 0 | 0 | 0 | 0 | 0 | 0 | 0 | 0 | 0
| WED33 | 0 | 0 | 0 | 0 | 0 | 0.0024 | 0 | 0 | 0 | 0 | 0 | 0
| WED34 | 0 | 0 | 0.0017 | 0.0017 | 0 | 0.0017 | 0 | 0 | 0 | 0 | 0 | 0
| WED35 | 0 | 0 | 0 | 0 | 0 | 0 | 0 | 0 | 0 | 0 | 0 | 0
| WED36 | 0 | 0 | 0 | 0 | 0 | 0.0018 | 0.0023 | 0 | 0 | 0 | 0 | 0
| WED37 | 0 | 0 | 0.0077 | 0 | 0 | 0 | 0 | 0 | 0 | 0 | 0 | 0
| WED38 | 0 | 0 | 0 | 0 | 0 | 0.0058 | 0.0018 | 0 | 0 | 0 | 0 | 0
| WED39 | 0 | 0 | 0.0146 | 0 | 0 | 0.0146 | 0 | 0 | 0 | 0 | 0 | 0
| WED40 | 0 | 0 | 0 | 0 | 0 | 0.0257 | 0.0056 | 0 | 0 | 0 | 0 | 0
| WED41 | 0 | 0 | 0.0037 | 0 | 0 | 0.0325 | 0 | 0 | 0 | 0 | 0 | 0
| WED42 | 0 | 0 | 0 | 0 | 0 | 0 | 0 | 0 | 0 | 0 | 0 | 0
| WED43 | 0 | 0 | 0 | 0 | 0 | 0.0637 | 0 | 0 | 0 | 0 | 0 | 0
| WED44 | 0 | 0 | 0 | 0 | 0 | 0.0161 | 0 | 0.0028 | 0 | 0 | 0 | 0
| WED45 | 0 | 0 | 0 | 0 | 0 | 0 | 0 | 0 | 0 | 0 | 0 | 0
| WED46 | 0 | 0 | 0 | 0 | 0 | 0 | 0 | 0 | 0 | 0 | 0 | 0
| WED47 | 0 | 0 | 0 | 0 | 0 | 0 | 0 | 0 | 0 | 0 | 0 | 0
| WED48 | 0 | 0 | 0 | 0 | 0 | 0 | 0 | 0 | 0 | 0 | 0 | 0
| WEE1 | 0 | 0 | 0 | 0 | 0 | 0 | 0 | 0 | 0 | 0 | 0 | 0
| WEE2 | 0 | 0 | 0 | 0 | 0.0007 | 0 | 0 | 0.0107 | 0 | 0 | 0 | 0
| WEE3 | 0 | 0 | 0 | 0.0065 | 0 | 0 | 0 | 0 | 0 | 0 | 0 | 0
| WEE4 | 0 | 0 | 0 | 0 | 0 | 0 | 0 | 0 | 0 | 0 | 0 | 0
| WEE5 | 0 | 0 | 0 | 0 | 0 | 0 | 0 | 0 | 0 | 0 | 0 | 0
| WEE6 | 0 | 0 | 0 | 0 | 0 | 0 | 0 | 0 | 0 | 0 | 0 | 0
| WEE7 | 0 | 0 | 0 | 0 | 0 | 0 | 0 | 0.0051 | 0 | 0 | 0 | 0
| WEE8 | 0 | 0 | 0 | 0 | 0 | 0.0065 | 0 | 0 | 0 | 0 | 0 | 0
| WEE9 | 0 | 0 | 0 | 0.0019 | 0 | 0.0035 | 0 | 0.0112 | 0 | 0 | 0 | 0
| WEE10 | 0 | 0 | 0 | 0 | 0 | 0 | 0 | 0 | 0 | 0 | 0 | 0
| WEE11 | 0 | 0 | 0 | 0.007 | 0 | 0 | 0 | 0 | 0 | 0 | 0 | 0
| WEE12 | 0 | 0 | 0 | 0.0052 | 0 | 0 | 0.0052 | 0 | 0 | 0 | 0 | 0
| WEE13 | 0 | 0 | 0 | 0 | 0 | 0 | 0 | 0 | 0 | 0 | 0 | 0
| WEE14 | 0 | 0 | 0 | 0 | 0 | 0 | 0 | 0 | 0 | 0 | 0 | 0
| WEE15 | 0 | 0 | 0 | 0.0303 | 0 | 0 | 0 | 0 | 0 | 0 | 0 | 0
| WEE16 | 0 | 0 | 0 | 0.0284 | 0 | 0 | 0 | 0 | 0 | 0 | 0 | 0
| WEE17 | 0 | 0 | 0 | 0 | 0.0007 | 0.0033 | 0 | 0.0052 | 0 | 0 | 0 | 0
| WEE18 | 0 | 0 | 0 | 0 | 0 | 0 | 0 | 0 | 0 | 0 | 0 | 0
| WEE19 | 0 | 0 | 0 | 0 | 0 | 0 | 0 | 0 | 0 | 0 | 0 | 0
| WEE20 | 0 | 0 | 0 | 0.106 | 0.0025 | 0 | 0 | 0 | 0 | 0 | 0 | 0
| WEE21 | 0 | 0 | 0 | 0 | 0 | 0 | 0 | 0 | 0 | 0 | 0 | 0
| WEE22 | 0 | 0 | 0 | 0 | 0 | 0 | 0 | 0 | 0 | 0 | 0 | 0
| WEE23 | 0 | 0 | 0 | 0 | 0 | 0.0029 | 0 | 0.0008 | 0 | 0 | 0 | 0
| WEE24 | 0 | 0 | 0 | 0 | 0 | 0 | 0 | 0 | 0 | 0 | 0 | 0
| WEE25 | 0 | 0 | 0 | 0 | 0.0011 | 0 | 0 | 0 | 0 | 0 | 0 | 0
| WEE26 | 0 | 0 | 0 | 0.0522 | 0 | 0 | 0 | 0.0044 | 0 | 0 | 0 | 0
| WEE27 | 0 | 0 | 0 | 0 | 0.0008 | 0 | 0 | 0 | 0 | 0 | 0 | 0
| WEE28 | 0 | 0 | 0 | 0 | 0 | 0 | 0 | 0 | 0 | 0 | 0 | 0
| WEE29 | 0 | 0 | 0 | 0 | 0 | 0 | 0 | 0 | 0 | 0 | 0 | 0
| WEE30 | 0 | 0 | 0 | 0 | 0 | 0 | 0 | 0 | 0 | 0 | 0 | 0
| WEE31 | 0 | 0 | 0 | 0 | 0 | 0 | 0 | 0.0081 | 0 | 0 | 0 | 0
| WEE32 | 0 | 0 | 0 | 0 | 0.0078 | 0 | 0 | 0.0018 | 0 | 0 | 0 | 0
| WEE33 | 0 | 0 | 0 | 0 | 0 | 0 | 0 | 0 | 0 | 0 | 0 | 0
| WEE34 | 0 | 0 | 0 | 0 | 0 | 0 | 0 | 0.0011 | 0 | 0 | 0 | 0
| WEE35 | 0 | 0 | 0 | 0 | 0 | 0.0012 | 0 | 0 | 0 | 0 | 0 | 0
| WEE36 | 0 | 0 | 0 | 0 | 0 | 0 | 0 | 0 | 0 | 0 | 0 | 0
| WEE37 | 0 | 0 | 0 | 0 | 0 | 0 | 0 | 0.0029 | 0 | 0 | 0 | 0
| WEE38 | 0 | 0 | 0 | 0 | 0 | 0 | 0 | 0 | 0 | 0 | 0 | 0
| WEE39 | 0 | 0 | 0 | 0 | 0 | 0 | 0 | 0 | 0 | 0 | 0 | 0
| WEE40 | 0 | 0 | 0 | 0 | 0 | 0 | 0 | 0 | 0 | 0 | 0 | 0
| WEE41 | 0 | 0 | 0 | 0 | 0 | 0 | 0 | 0 | 0 | 0 | 0 | 0
| WEE42 | 0 | 0 | 0 | 0 | 0 | 0 | 0 | 0 | 0 | 0 | 0 | 0
| WEE43 | 0 | 0 | 0 | 0 | 0 | 0 | 0 | 0 | 0 | 0 | 0 | 0
| WEE44 | 0 | 0 | 0 | 0 | 0 | 0 | 0 | 0.0028 | 0 | 0 | 0 | 0
| WEE45 | 0 | 0 | 0 | 0 | 0.0016 | 0 | 0 | 0 | 0 | 0 | 0 | 0
| WEE46 | 0 | 0 | 0 | 0 | 0 | 0 | 0 | 0 | 0 | 0 | 0 | 0
| WEE47 | 0 | 0 | 0 | 0 | 0 | 0 | 0 | 0 | 0 | 0 | 0 | 0
| WEE48 | 0 | 0 | 0 | 0 | 0 | 0 | 0 | 0 | 0 | 0 | 0 | 0
| WDE1 | 0 | 0.0031 | 0 | 0 | 0 | 0 | 0 | 0 | 0 | 0 | 0 | 0
| WDE2 | 0 | 0 | 0 | 0 | 0 | 0 | 0 | 0 | 0 | 0 | 0 | 0
| WDE3 | 0 | 0.0009 | 0 | 0 | 0 | 0.0021 | 0 | 0 | 0 | 0 | 0 | 0
| WDE4 | 0 | 0 | 0 | 0 | 0 | 0 | 0 | 0 | 0 | 0 | 0 | 0
| WDE5 | 0 | 0 | 0 | 0 | 0 | 0 | 0 | 0 | 0 | 0 | 0 | 0
| WDE6 | 0 | 0 | 0 | 0 | 0 | 0 | 0 | 0 | 0 | 0 | 0 | 0
| WDE7 | 0 | 0 | 0 | 0.0037 | 0 | 0.0037 | 0 | 0 | 0 | 0 | 0 | 0
| WDE8 | 0 | 0 | 0 | 0 | 0 | 0 | 0 | 0 | 0 | 0 | 0 | 0
| WDE9 | 0 | 0 | 0 | 0 | 0 | 0 | 0 | 0 | 0 | 0 | 0 | 0
| WDE10 | 0 | 0 | 0 | 0 | 0 | 0 | 0 | 0 | 0 | 0 | 0 | 0
| WDE11 | 0 | 0 | 0 | 0.0146 | 0 | 0 | 0 | 0 | 0 | 0 | 0 | 0
| WDE12 | 0 | 0 | 0 | 0.0102 | 0.0029 | 0 | 0 | 0 | 0.0016 | 0 | 0 | 0
| WDE13 | 0 | 0 | 0 | 0.007 | 0 | 0.003 | 0 | 0 | 0 | 0 | 0 | 0
| WDE14 | 0 | 0 | 0 | 0.017 | 0 | 0 | 0 | 0 | 0 | 0 | 0 | 0
| WDE15 | 0 | 0 | 0 | 0 | 0 | 0.0209 | 0 | 0.0061 | 0 | 0 | 0 | 0
| WDE16 | 0 | 0 | 0 | 0 | 0.0293 | 0.0293 | 0 | 0.0037 | 0 | 0 | 0 | 0
| WDE17 | 0 | 0 | 0 | 0 | 0 | 0.0189 | 0 | 0 | 0.0026 | 0 | 0 | 0
| WDE18 | 0 | 0 | 0 | 0 | 0.035 | 0 | 0 | 0 | 0.0026 | 0 | 0 | 0
| WDE19 | 0 | 0 | 0 | 0 | 0.021 | 0.021 | 0 | 0.002 | 0 | 0 | 0 | 0
| WDE20 | 0 | 0 | 0 | 0 | 0.003 | 0 | 0 | 0 | 0 | 0 | 0 | 0
| WDE21 | 0 | 0 | 0 | 0 | 0 | 0 | 0 | 0 | 0 | 0 | 0 | 0
| WDE22 | 0 | 0 | 0 | 0 | 0 | 0 | 0 | 0 | 0 | 0 | 0 | 0
| WDE23 | 0 | 0 | 0 | 0 | 0 | 0.0035 | 0 | 0 | 0 | 0 | 0 | 0
| WDE24 | 0 | 0 | 0 | 0 | 0 | 0 | 0 | 0 | 0 | 0 | 0 | 0

## index
|  |  | rDim | cDim | dim
par | SpecifiedMonthlyDemand | Demand!D5:P7 | 1 | 1
par | SpecifiedDemandProfile | Demand!C15 | 2 | 1
set | TECHNOLOGY | Technologies!B6 | 1
par | CapitalCost | Costs!B5:C32 | 1
par | VariableCost | Costs!F4:G32 | 1
par | FixedCost | Costs!J5:K32 | 1
par | EnergyUse | Costs!N5:O32 | 1
par | Rainfall | Rainfall!E10:Q754 | 1 | 1
par | CapacityFactor | CapacityFactor!C10 | 2 | 1
par | HouseDemand | Hdemand!C9:P74 | 2 | 1